## 100MW
These are the values corresponding to the 1 th eigenvector
Values corresponding to binding constraint at bus 1 | Values corresponding to binding constraint at bus 6 | Values corresponding to binding constraint at bus 9
These are the real and imaginary components of bus voltages | These are the real and imaginary components of bus voltages | These are the real and imaginary components of bus voltages
-1.06 | -1.0592 | -1.0591
-1.0553 | -1.0544 | -1.0544
-1.0153 | -1.0145 | -1.0145
-1.0172 | -1.0164 | -1.0164
-1.0204 | -1.0196 | -1.0196
-1.0434 | -1.0426 | -1.0426
-1.0328 | -1.032 | -1.032
-1.024 | -1.0232 | -1.0232
-1.0401 | -1.0393 | -1.0393
-1.0329 | -1.0321 | -1.0321
-1.0338 | -1.0329 | -1.0329
-1.0297 | -1.0288 | -1.0288
-1.025 | -1.0242 | -1.0242
-1.0145 | -1.0137 | -1.0137
0 | 0 | 0
0.0425 | 0.0425 | 0.0425
0.1643 | 0.1642 | 0.1642
0.1278 | 0.1277 | 0.1277
0.1063 | 0.1062 | 0.1062
0.1916 | 0.1914 | 0.1914
0.1799 | 0.1797 | 0.1797
0.1783 | 0.1782 | 0.1782
0.2086 | 0.2084 | 0.2084
0.2088 | 0.2087 | 0.2087
0.2013 | 0.2011 | 0.2011
0.2015 | 0.2013 | 0.2013
0.2028 | 0.2026 | 0.2026
0.2188 | 0.2186 | 0.2186
These are the bus voltage magnitudes | These are the bus voltage magnitudes | These are the bus voltage magnitudes
1.06 | 1.0592 | 1.0591
1.0561 | 1.0553 | 1.0553
1.0285 | 1.0277 | 1.0277
1.0252 | 1.0244 | 1.0244
1.0259 | 1.0251 | 1.0251
1.0608 | 1.06 | 1.06
1.0483 | 1.0475 | 1.0475
1.0394 | 1.0386 | 1.0386
1.0609 | 1.06 | 1.06
1.0538 | 1.053 | 1.053
1.0532 | 1.0523 | 1.0523
1.0492 | 1.0483 | 1.0483
1.0448 | 1.044 | 1.044
1.0379 | 1.037 | 1.037
Real Power Injection | Real Power Injection | Real Power Injection
1.2320 0.8963 -0.8384 -0.4280 -0.0666 -0.1004 0.0084 0.0000 -0.2683 -0.0802 -0.0312 -0.0544 -0.1203 -0.1328 | 1.2300 0.8949 -0.8371 -0.4273 -0.0665 -0.1002 0.0084 0.0000 -0.2678 -0.0801 -0.0312 -0.0543 -0.1201 -0.1326 | 1.2300 0.8949 -0.8370 -0.4273 -0.0665 -0.1002 0.0084 0.0000 -0.2678 -0.0801 -0.0311 -0.0543 -0.1201 -0.1326
Reactive Power Injection | Reactive Power Injection | Reactive Power Injection
-0.1323 0.2085 0.1134 0.0403 -0.0187 -0.0640 -0.0564 -0.0527 0.0369 -0.0517 -0.0160 -0.0143 -0.0517 -0.0446 | -0.1321 0.2081 0.1132 0.0403 -0.0187 -0.0639 -0.0563 -0.0527 0.0368 -0.0516 -0.0160 -0.0142 -0.0516 -0.0445 | -0.1321 0.2081 0.1132 0.0403 -0.0187 -0.0639 -0.0563 -0.0527 0.0368 -0.0516 -0.0160 -0.0142 -0.0516 -0.0445
Generation Cost | Generation Cost | Generation Cost
47.281 | 47.2127 | 47.2117
Generation at Bus 1 | Generation at Bus 1 | Generation at Bus 1
1.232 | 1.23 | 1.23
Generation at Bus 2 | Generation at Bus 2 | Generation at Bus 2
1.1133 | 1.1119 | 1.1119
Real Power LMP | Real Power LMP | Real Power LMP
20.106 | 20.1059 | 20.1059
20.5567 | 20.556 | 20.5559
22.045 | 22.045 | 22.045
21.6624 | 21.6624 | 21.6624
21.386 | 21.386 | 21.386
21.3776 | 21.3776 | 21.3776
21.678 | 21.678 | 21.678
21.678 | 21.678 | 21.678
21.683 | 21.683 | 21.683
21.7386 | 21.7386 | 21.7386
21.6246 | 21.6246 | 21.6246
21.6876 | 21.6876 | 21.6876
21.7931 | 21.7931 | 21.7931
22.1273 | 22.1273 | 22.1273
Reactive Power LMP | Reactive Power LMP | Reactive Power LMP
0 | 0 | 0
0 | 0 | 0
0 | 0 | 0
0.0837 | 0.0837 | 0.0837
0.1404 | 0.1404 | 0.1404
0 | 0 | 0
-0.0101 | -0.0101 | -0.0101
-0.0101 | -0.0101 | -0.0101
-0.0594 | -0.0594 | -0.0594
0.0189 | 0.0189 | 0.0189
0.0574 | 0.0574 | 0.0574
0.1855 | 0.1855 | 0.1855
0.2194 | 0.2194 | 0.2194
0.1983 | 0.1983 | 0.1983
The real power flow from bus 1 to bus 2 on line 1 is the following | The real power flow from bus 1 to bus 2 on line 1 is the following | The real power flow from bus 1 to bus 2 on line 1 is the following
0.7124 | 0.7113 | 0.7113
The real power flow from bus 1 to bus 5 on line 2 is the following | The real power flow from bus 1 to bus 5 on line 2 is the following | The real power flow from bus 1 to bus 5 on line 2 is the following
0.5201 | 0.5192 | 0.5192
The real power flow from bus 2 to bus 1 on line 3 is the following | The real power flow from bus 2 to bus 1 on line 3 is the following | The real power flow from bus 2 to bus 1 on line 3 is the following
-0.7033 | -0.7022 | -0.7022
The real power flow from bus 2 to bus 3 on line 4 is the following | The real power flow from bus 2 to bus 3 on line 4 is the following | The real power flow from bus 2 to bus 3 on line 4 is the following
0.6649 | 0.6639 | 0.6639
The real power flow from bus 2 to bus 4 on line 5 is the following | The real power flow from bus 2 to bus 4 on line 5 is the following | The real power flow from bus 2 to bus 4 on line 5 is the following
0.5303 | 0.5295 | 0.5295
The real power flow from bus 2 to bus 5 on line 6 is the following | The real power flow from bus 2 to bus 5 on line 6 is the following | The real power flow from bus 2 to bus 5 on line 6 is the following
0.4152 | 0.4146 | 0.4146
The real power flow from bus 3 to bus 2 on line 7 is the following | The real power flow from bus 3 to bus 2 on line 7 is the following | The real power flow from bus 3 to bus 2 on line 7 is the following
-0.6463 | -0.6453 | -0.6452
The real power flow from bus 3 to bus 4 on line 8 is the following | The real power flow from bus 3 to bus 4 on line 8 is the following | The real power flow from bus 3 to bus 4 on line 8 is the following
-0.1816 | -0.1814 | -0.1814
The real power flow from bus 4 to bus 2 on line 9 is the following | The real power flow from bus 4 to bus 2 on line 9 is the following | The real power flow from bus 4 to bus 2 on line 9 is the following
-0.5156 | -0.5148 | -0.5148
The real power flow from bus 4 to bus 3 on line 10 is the following | The real power flow from bus 4 to bus 3 on line 10 is the following | The real power flow from bus 4 to bus 3 on line 10 is the following
0.1843 | 0.184 | 0.184
The real power flow from bus 4 to bus 5 on line 11 is the following | The real power flow from bus 4 to bus 5 on line 11 is the following | The real power flow from bus 4 to bus 5 on line 11 is the following
-0.4844 | -0.4836 | -0.4836
The real power flow from bus 4 to bus 7 on line 12 is the following | The real power flow from bus 4 to bus 7 on line 12 is the following | The real power flow from bus 4 to bus 7 on line 12 is the following
0.2439 | 0.2435 | 0.2435
The real power flow from bus 4 to bus 9 on line 13 is the following | The real power flow from bus 4 to bus 9 on line 13 is the following | The real power flow from bus 4 to bus 9 on line 13 is the following
0.1426 | 0.1424 | 0.1424
The real power flow from bus 5 to bus 1 on line 14 is the following | The real power flow from bus 5 to bus 1 on line 14 is the following | The real power flow from bus 5 to bus 1 on line 14 is the following
-0.5069 | -0.5061 | -0.5061
The real power flow from bus 5 to bus 2 on line 15 is the following | The real power flow from bus 5 to bus 2 on line 15 is the following | The real power flow from bus 5 to bus 2 on line 15 is the following
-0.4062 | -0.4056 | -0.4056
The real power flow from bus 5 to bus 4 on line 16 is the following | The real power flow from bus 5 to bus 4 on line 16 is the following | The real power flow from bus 5 to bus 4 on line 16 is the following
0.4876 | 0.4869 | 0.4869
The real power flow from bus 5 to bus 6 on line 17 is the following | The real power flow from bus 5 to bus 6 on line 17 is the following | The real power flow from bus 5 to bus 6 on line 17 is the following
0.3356 | 0.3351 | 0.3351
The real power flow from bus 6 to bus 5 on line 18 is the following | The real power flow from bus 6 to bus 5 on line 18 is the following | The real power flow from bus 6 to bus 5 on line 18 is the following
-0.3356 | -0.3351 | -0.3351
The real power flow from bus 6 to bus 11 on line 19 is the following | The real power flow from bus 6 to bus 11 on line 19 is the following | The real power flow from bus 6 to bus 11 on line 19 is the following
0.0652 | 0.0651 | 0.0651
The real power flow from bus 6 to bus 12 on line 20 is the following | The real power flow from bus 6 to bus 12 on line 20 is the following | The real power flow from bus 6 to bus 12 on line 20 is the following
0.0602 | 0.0601 | 0.0601
The real power flow from bus 6 to bus 13 on line 21 is the following | The real power flow from bus 6 to bus 13 on line 21 is the following | The real power flow from bus 6 to bus 13 on line 21 is the following
0.1458 | 0.1455 | 0.1455
The real power flow from bus 7 to bus 4 on line 22 is the following | The real power flow from bus 7 to bus 4 on line 22 is the following | The real power flow from bus 7 to bus 4 on line 22 is the following
-0.2438 | -0.2435 | -0.2435
The real power flow from bus 7 to bus 8 on line 23 is the following | The real power flow from bus 7 to bus 8 on line 23 is the following | The real power flow from bus 7 to bus 8 on line 23 is the following
-5.6945e-07 | -5.6855e-07 | -5.6854e-07
The real power flow from bus 7 to bus 9 on line 24 is the following | The real power flow from bus 7 to bus 9 on line 24 is the following | The real power flow from bus 7 to bus 9 on line 24 is the following
0.2578 | 0.2574 | 0.2574
The real power flow from bus 8 to bus 7 on line 25 is the following | The real power flow from bus 8 to bus 7 on line 25 is the following | The real power flow from bus 8 to bus 7 on line 25 is the following
8.2515e-07 | 8.2384e-07 | 8.2382e-07
The real power flow from bus 9 to bus 4 on line 26 is the following | The real power flow from bus 9 to bus 4 on line 26 is the following | The real power flow from bus 9 to bus 4 on line 26 is the following
-0.1426 | -0.1424 | -0.1424
The real power flow from bus 9 to bus 7 on line 27 is the following | The real power flow from bus 9 to bus 7 on line 27 is the following | The real power flow from bus 9 to bus 7 on line 27 is the following
-0.2578 | -0.2574 | -0.2574
The real power flow from bus 9 to bus 10 on line 28 is the following | The real power flow from bus 9 to bus 10 on line 28 is the following | The real power flow from bus 9 to bus 10 on line 28 is the following
0.0469 | 0.0468 | 0.0468
The real power flow from bus 9 to bus 14 on line 29 is the following | The real power flow from bus 9 to bus 14 on line 29 is the following | The real power flow from bus 9 to bus 14 on line 29 is the following
0.0831 | 0.083 | 0.083
The real power flow from bus 10 to bus 9 on line 30 is the following | The real power flow from bus 10 to bus 9 on line 30 is the following | The real power flow from bus 10 to bus 9 on line 30 is the following
-0.0467 | -0.0466 | -0.0466
The real power flow from bus 10 to bus 11 on line 31 is the following | The real power flow from bus 10 to bus 11 on line 31 is the following | The real power flow from bus 10 to bus 11 on line 31 is the following
-0.0336 | -0.0335 | -0.0335
The real power flow from bus 11 to bus 6 on line 32 is the following | The real power flow from bus 11 to bus 6 on line 32 is the following | The real power flow from bus 11 to bus 6 on line 32 is the following
-0.0649 | -0.0648 | -0.0648
The real power flow from bus 11 to bus 10 on line 33 is the following | The real power flow from bus 11 to bus 10 on line 33 is the following | The real power flow from bus 11 to bus 10 on line 33 is the following
0.0337 | 0.0336 | 0.0336
The real power flow from bus 12 to bus 6 on line 34 is the following | The real power flow from bus 12 to bus 6 on line 34 is the following | The real power flow from bus 12 to bus 6 on line 34 is the following
-0.0597 | -0.0596 | -0.0596
The real power flow from bus 12 to bus 13 on line 35 is the following | The real power flow from bus 12 to bus 13 on line 35 is the following | The real power flow from bus 12 to bus 13 on line 35 is the following
0.0165 | 0.0164 | 0.0164
The real power flow from bus 13 to bus 6 on line 36 is the following | The real power flow from bus 13 to bus 6 on line 36 is the following | The real power flow from bus 13 to bus 6 on line 36 is the following
-0.1443 | -0.1441 | -0.1441
The real power flow from bus 13 to bus 12 on line 37 is the following | The real power flow from bus 13 to bus 12 on line 37 is the following | The real power flow from bus 13 to bus 12 on line 37 is the following
-0.0164 | -0.0164 | -0.0164
The real power flow from bus 13 to bus 14 on line 38 is the following | The real power flow from bus 13 to bus 14 on line 38 is the following | The real power flow from bus 13 to bus 14 on line 38 is the following
0.0514 | 0.0513 | 0.0513
The real power flow from bus 14 to bus 9 on line 39 is the following | The real power flow from bus 14 to bus 9 on line 39 is the following | The real power flow from bus 14 to bus 9 on line 39 is the following
-0.082 | -0.0819 | -0.0819
The real power flow from bus 14 to bus 13 on line 40 is the following | The real power flow from bus 14 to bus 13 on line 40 is the following | The real power flow from bus 14 to bus 13 on line 40 is the following
-0.051 | -0.0509 | -0.0509
These are the values corresponding to the 2 th eigenvector
Values corresponding to binding constraint at bus 1 | Values corresponding to binding constraint at bus 6 | Values corresponding to binding constraint at bus 9
These are the real and imaginary components of bus voltages | These are the real and imaginary components of bus voltages | These are the real and imaginary components of bus voltages
-1.06 | -1.0592 | -1.0591
-1.0553 | -1.0544 | -1.0544
-1.0153 | -1.0145 | -1.0145
-1.0172 | -1.0164 | -1.0164
-1.0204 | -1.0196 | -1.0196
-1.0434 | -1.0426 | -1.0426
-1.0328 | -1.032 | -1.032
-1.024 | -1.0232 | -1.0232
-1.0401 | -1.0393 | -1.0393
-1.0329 | -1.0321 | -1.0321
-1.0338 | -1.0329 | -1.0329
-1.0297 | -1.0288 | -1.0288
-1.025 | -1.0242 | -1.0242
-1.0145 | -1.0137 | -1.0137
0 | 0 | 0
0.0425 | 0.0425 | 0.0425
0.1643 | 0.1642 | 0.1642
0.1278 | 0.1277 | 0.1277
0.1063 | 0.1062 | 0.1062
0.1916 | 0.1914 | 0.1914
0.1799 | 0.1797 | 0.1797
0.1783 | 0.1782 | 0.1782
0.2086 | 0.2084 | 0.2084
0.2088 | 0.2087 | 0.2087
0.2013 | 0.2011 | 0.2011
0.2015 | 0.2013 | 0.2013
0.2028 | 0.2026 | 0.2026
0.2188 | 0.2186 | 0.2186
These are the bus voltage magnitudes | These are the bus voltage magnitudes | These are the bus voltage magnitudes
1.06 | 1.0592 | 1.0591
1.0561 | 1.0553 | 1.0553
1.0285 | 1.0277 | 1.0277
1.0252 | 1.0244 | 1.0244
1.0259 | 1.0251 | 1.0251
1.0608 | 1.06 | 1.06
1.0483 | 1.0475 | 1.0475
1.0394 | 1.0386 | 1.0386
1.0609 | 1.06 | 1.06
1.0538 | 1.053 | 1.053
1.0532 | 1.0523 | 1.0523
1.0492 | 1.0483 | 1.0483
1.0448 | 1.044 | 1.044
1.0379 | 1.037 | 1.037
Real Power Injection | Real Power Injection | Real Power Injection
1.2320 0.8963 -0.8384 -0.4280 -0.0666 -0.1004 0.0084 0.0000 -0.2683 -0.0802 -0.0312 -0.0544 -0.1203 -0.1328 | 1.2300 0.8949 -0.8371 -0.4273 -0.0665 -0.1002 0.0084 0.0000 -0.2678 -0.0801 -0.0312 -0.0543 -0.1201 -0.1326 | 1.2300 0.8949 -0.8370 -0.4273 -0.0665 -0.1002 0.0084 0.0000 -0.2678 -0.0801 -0.0311 -0.0543 -0.1201 -0.1326
Reactive Power Injection | Reactive Power Injection | Reactive Power Injection
-0.1323 0.2085 0.1134 0.0403 -0.0187 -0.0640 -0.0564 -0.0527 0.0369 -0.0517 -0.0160 -0.0143 -0.0517 -0.0446 | -0.1321 0.2081 0.1132 0.0403 -0.0187 -0.0639 -0.0563 -0.0527 0.0368 -0.0516 -0.0160 -0.0142 -0.0516 -0.0445 | -0.1321 0.2081 0.1132 0.0403 -0.0187 -0.0639 -0.0563 -0.0527 0.0368 -0.0516 -0.0160 -0.0142 -0.0516 -0.0445
Generation Cost | Generation Cost | Generation Cost
47.281 | 47.2127 | 47.2117
Generation at Bus 1 | Generation at Bus 1 | Generation at Bus 1
1.232 | 1.23 | 1.23
Generation at Bus 2 | Generation at Bus 2 | Generation at Bus 2
1.1133 | 1.1119 | 1.1119
Real Power LMP | Real Power LMP | Real Power LMP
20.106 | 20.1059 | 20.1059
20.5567 | 20.556 | 20.5559
22.045 | 22.045 | 22.045
21.6624 | 21.6624 | 21.6624
21.386 | 21.386 | 21.386
21.3776 | 21.3776 | 21.3776
21.678 | 21.678 | 21.678
21.678 | 21.678 | 21.678
21.683 | 21.683 | 21.683
21.7386 | 21.7386 | 21.7386
21.6246 | 21.6246 | 21.6246
21.6876 | 21.6876 | 21.6876
21.7931 | 21.7931 | 21.7931
22.1273 | 22.1273 | 22.1273
Reactive Power LMP | Reactive Power LMP | Reactive Power LMP
0 | 0 | 0
0 | 0 | 0
0 | 0 | 0
0.0837 | 0.0837 | 0.0837
0.1404 | 0.1404 | 0.1404
0 | 0 | 0
-0.0101 | -0.0101 | -0.0101
-0.0101 | -0.0101 | -0.0101
-0.0594 | -0.0594 | -0.0594
0.0189 | 0.0189 | 0.0189
0.0574 | 0.0574 | 0.0574
0.1855 | 0.1855 | 0.1855
0.2194 | 0.2194 | 0.2194
0.1983 | 0.1983 | 0.1983
The real power flow from bus 1 to bus 2 on line 1 is the following | The real power flow from bus 1 to bus 2 on line 1 is the following | The real power flow from bus 1 to bus 2 on line 1 is the following
0.7124 | 0.7113 | 0.7113
The real power flow from bus 1 to bus 5 on line 2 is the following | The real power flow from bus 1 to bus 5 on line 2 is the following | The real power flow from bus 1 to bus 5 on line 2 is the following
0.5201 | 0.5192 | 0.5192
The real power flow from bus 2 to bus 1 on line 3 is the following | The real power flow from bus 2 to bus 1 on line 3 is the following | The real power flow from bus 2 to bus 1 on line 3 is the following
-0.7033 | -0.7022 | -0.7022
The real power flow from bus 2 to bus 3 on line 4 is the following | The real power flow from bus 2 to bus 3 on line 4 is the following | The real power flow from bus 2 to bus 3 on line 4 is the following
0.6649 | 0.6639 | 0.6639
The real power flow from bus 2 to bus 4 on line 5 is the following | The real power flow from bus 2 to bus 4 on line 5 is the following | The real power flow from bus 2 to bus 4 on line 5 is the following
0.5303 | 0.5295 | 0.5295
The real power flow from bus 2 to bus 5 on line 6 is the following | The real power flow from bus 2 to bus 5 on line 6 is the following | The real power flow from bus 2 to bus 5 on line 6 is the following
0.4152 | 0.4146 | 0.4146
The real power flow from bus 3 to bus 2 on line 7 is the following | The real power flow from bus 3 to bus 2 on line 7 is the following | The real power flow from bus 3 to bus 2 on line 7 is the following
-0.6463 | -0.6453 | -0.6452
The real power flow from bus 3 to bus 4 on line 8 is the following | The real power flow from bus 3 to bus 4 on line 8 is the following | The real power flow from bus 3 to bus 4 on line 8 is the following
-0.1816 | -0.1814 | -0.1814
The real power flow from bus 4 to bus 2 on line 9 is the following | The real power flow from bus 4 to bus 2 on line 9 is the following | The real power flow from bus 4 to bus 2 on line 9 is the following
-0.5156 | -0.5148 | -0.5148
The real power flow from bus 4 to bus 3 on line 10 is the following | The real power flow from bus 4 to bus 3 on line 10 is the following | The real power flow from bus 4 to bus 3 on line 10 is the following
0.1843 | 0.184 | 0.184
The real power flow from bus 4 to bus 5 on line 11 is the following | The real power flow from bus 4 to bus 5 on line 11 is the following | The real power flow from bus 4 to bus 5 on line 11 is the following
-0.4844 | -0.4836 | -0.4836
The real power flow from bus 4 to bus 7 on line 12 is the following | The real power flow from bus 4 to bus 7 on line 12 is the following | The real power flow from bus 4 to bus 7 on line 12 is the following
0.2439 | 0.2435 | 0.2435
The real power flow from bus 4 to bus 9 on line 13 is the following | The real power flow from bus 4 to bus 9 on line 13 is the following | The real power flow from bus 4 to bus 9 on line 13 is the following
0.1426 | 0.1424 | 0.1424
The real power flow from bus 5 to bus 1 on line 14 is the following | The real power flow from bus 5 to bus 1 on line 14 is the following | The real power flow from bus 5 to bus 1 on line 14 is the following
-0.5069 | -0.5061 | -0.5061
The real power flow from bus 5 to bus 2 on line 15 is the following | The real power flow from bus 5 to bus 2 on line 15 is the following | The real power flow from bus 5 to bus 2 on line 15 is the following
-0.4062 | -0.4056 | -0.4056
The real power flow from bus 5 to bus 4 on line 16 is the following | The real power flow from bus 5 to bus 4 on line 16 is the following | The real power flow from bus 5 to bus 4 on line 16 is the following
0.4876 | 0.4869 | 0.4869
The real power flow from bus 5 to bus 6 on line 17 is the following | The real power flow from bus 5 to bus 6 on line 17 is the following | The real power flow from bus 5 to bus 6 on line 17 is the following
0.3356 | 0.3351 | 0.3351
The real power flow from bus 6 to bus 5 on line 18 is the following | The real power flow from bus 6 to bus 5 on line 18 is the following | The real power flow from bus 6 to bus 5 on line 18 is the following
-0.3356 | -0.3351 | -0.3351
The real power flow from bus 6 to bus 11 on line 19 is the following | The real power flow from bus 6 to bus 11 on line 19 is the following | The real power flow from bus 6 to bus 11 on line 19 is the following
0.0652 | 0.0651 | 0.0651
The real power flow from bus 6 to bus 12 on line 20 is the following | The real power flow from bus 6 to bus 12 on line 20 is the following | The real power flow from bus 6 to bus 12 on line 20 is the following
0.0602 | 0.0601 | 0.0601
The real power flow from bus 6 to bus 13 on line 21 is the following | The real power flow from bus 6 to bus 13 on line 21 is the following | The real power flow from bus 6 to bus 13 on line 21 is the following
0.1458 | 0.1455 | 0.1455
The real power flow from bus 7 to bus 4 on line 22 is the following | The real power flow from bus 7 to bus 4 on line 22 is the following | The real power flow from bus 7 to bus 4 on line 22 is the following
-0.2438 | -0.2435 | -0.2435
The real power flow from bus 7 to bus 8 on line 23 is the following | The real power flow from bus 7 to bus 8 on line 23 is the following | The real power flow from bus 7 to bus 8 on line 23 is the following
-5.6944e-07 | -5.6854e-07 | -5.6853e-07
The real power flow from bus 7 to bus 9 on line 24 is the following | The real power flow from bus 7 to bus 9 on line 24 is the following | The real power flow from bus 7 to bus 9 on line 24 is the following
0.2578 | 0.2574 | 0.2574
The real power flow from bus 8 to bus 7 on line 25 is the following | The real power flow from bus 8 to bus 7 on line 25 is the following | The real power flow from bus 8 to bus 7 on line 25 is the following
8.2514e-07 | 8.2383e-07 | 8.2381e-07
The real power flow from bus 9 to bus 4 on line 26 is the following | The real power flow from bus 9 to bus 4 on line 26 is the following | The real power flow from bus 9 to bus 4 on line 26 is the following
-0.1426 | -0.1424 | -0.1424
The real power flow from bus 9 to bus 7 on line 27 is the following | The real power flow from bus 9 to bus 7 on line 27 is the following | The real power flow from bus 9 to bus 7 on line 27 is the following
-0.2578 | -0.2574 | -0.2574
The real power flow from bus 9 to bus 10 on line 28 is the following | The real power flow from bus 9 to bus 10 on line 28 is the following | The real power flow from bus 9 to bus 10 on line 28 is the following
0.0469 | 0.0468 | 0.0468
The real power flow from bus 9 to bus 14 on line 29 is the following | The real power flow from bus 9 to bus 14 on line 29 is the following | The real power flow from bus 9 to bus 14 on line 29 is the following
0.0831 | 0.083 | 0.083
The real power flow from bus 10 to bus 9 on line 30 is the following | The real power flow from bus 10 to bus 9 on line 30 is the following | The real power flow from bus 10 to bus 9 on line 30 is the following
-0.0467 | -0.0466 | -0.0466
The real power flow from bus 10 to bus 11 on line 31 is the following | The real power flow from bus 10 to bus 11 on line 31 is the following | The real power flow from bus 10 to bus 11 on line 31 is the following
-0.0336 | -0.0335 | -0.0335
The real power flow from bus 11 to bus 6 on line 32 is the following | The real power flow from bus 11 to bus 6 on line 32 is the following | The real power flow from bus 11 to bus 6 on line 32 is the following
-0.0649 | -0.0648 | -0.0648
The real power flow from bus 11 to bus 10 on line 33 is the following | The real power flow from bus 11 to bus 10 on line 33 is the following | The real power flow from bus 11 to bus 10 on line 33 is the following
0.0337 | 0.0336 | 0.0336
The real power flow from bus 12 to bus 6 on line 34 is the following | The real power flow from bus 12 to bus 6 on line 34 is the following | The real power flow from bus 12 to bus 6 on line 34 is the following
-0.0597 | -0.0596 | -0.0596
The real power flow from bus 12 to bus 13 on line 35 is the following | The real power flow from bus 12 to bus 13 on line 35 is the following | The real power flow from bus 12 to bus 13 on line 35 is the following
0.0165 | 0.0164 | 0.0164
The real power flow from bus 13 to bus 6 on line 36 is the following | The real power flow from bus 13 to bus 6 on line 36 is the following | The real power flow from bus 13 to bus 6 on line 36 is the following
-0.1443 | -0.1441 | -0.1441
The real power flow from bus 13 to bus 12 on line 37 is the following | The real power flow from bus 13 to bus 12 on line 37 is the following | The real power flow from bus 13 to bus 12 on line 37 is the following
-0.0164 | -0.0164 | -0.0164
The real power flow from bus 13 to bus 14 on line 38 is the following | The real power flow from bus 13 to bus 14 on line 38 is the following | The real power flow from bus 13 to bus 14 on line 38 is the following
0.0514 | 0.0513 | 0.0513
The real power flow from bus 14 to bus 9 on line 39 is the following | The real power flow from bus 14 to bus 9 on line 39 is the following | The real power flow from bus 14 to bus 9 on line 39 is the following
-0.082 | -0.0819 | -0.0819
The real power flow from bus 14 to bus 13 on line 40 is the following | The real power flow from bus 14 to bus 13 on line 40 is the following | The real power flow from bus 14 to bus 13 on line 40 is the following
-0.051 | -0.0509 | -0.0509

## 100MW other
Status: Solved
Optimal value (cvx_optval): +52.6233
Lagrange Multiplier of line real power flow limit constraints
1.0e-008 *
0.5879
0.214
-0.0451
0.4329
0.2237
0.1391
-0.042
-0.0068
-0.0339
0.0547
-0.0325
0.0707
0.0436
-0.0333
-0.0262
0.1868
0.1012
-0.0204
0.0283
0.0272
0.0444
-0.0129
0.0171
0.0727
0.0173
-0.0019
-0.0136
0.0248
0.0317
0.0104
0.0121
0.0078
0.0228
0.0085
0.02
-0.0024
0.0146
0.026
0.0055
0.0096
Lagrange Multiplier of lower real power limit constraints
0
0
45.3951
45.9983
46.4487
46.1347
45.7627
45.6627
45.7843
45.8861
45.8535
45.8647
45.8595
45.45
Lagrange Multiplier of upper real power limit constraints
0
0
67.4401
67.6607
67.8348
67.5123
67.4407
67.3407
67.4673
67.6247
67.478
67.5522
67.6526
67.5774
Lagrange Multiplier of lower reactive power limit constraints
0
0
0
54.2585
54.2347
0
54.3088
0.0101
54.3358
54.2852
54.2374
54.1309
54.1487
54.1585
Lagrange Multiplier of upper reactive power limit constraints
0
0
0
54.3422
54.3751
0
54.2986
0
54.2764
54.3041
54.2947
54.3164
54.3682
54.3568
Lagrange Multiplier of upper voltage limit constraints
1.331
0
0
0
0
1.0283
0
0
0.2012
0
0
0
0
0
Lagrange Multiplier of lower voltage limit constraints
1.0e-008 *
0.1682
0.1743
0.2217
0.2281
0.2266
0.1733
0.1955
0.2071
0.1743
0.182
0.1825
0.188
0.1953
0.2093
Number of Iterations
18
Solution Tolerance
1.4708e-09
Optimal Dual Value
52.6233
The following are the eigenvalues of the network matrix
0
0
0
0
0.0191
0.0191
0.2436
0.2436
26.0031
26.0031
52.2234
52.2234
70.8359
70.8359
91.4347
91.4347
108.593
108.593
153.1132
153.1132
209.4096
209.4096
227.8758
227.8758
273.9083
273.9083
374.8798
374.8798
The following is the minimum eigenvalue of the network matrix
-1.1491e-09
The following are the eigenvalues of the dual matrix
0
0
0
0
0
0
0
0
0
0
0
0
0
0
0
0
0
0
0
0
0
0
0
0
0.0029
0.0029
8.6018
8.6018

## 72.8MW
These are the values corresponding to the 1 th eigenvector
Values corresponding to binding constraint at bus 6 | Values corresponding to binding constraint at bus 8
These are the real and imaginary components of bus voltages | These are the real and imaginary components of bus voltages
-1.0352 | -1.0387
-1.013 | -1.0164
-0.9252 | -0.9284
-0.9683 | -0.9716
-0.9816 | -0.985
-1.0359 | -1.0395
-1.0162 | -1.0197
-1.0348 | -1.0384
-1.0209 | -1.0243
-1.0156 | -1.0191
-1.0212 | -1.0247
-1.021 | -1.0245
-1.0155 | -1.019
-0.9991 | -1.0025
0 | 0
0.0333 | 0.0334
0.1554 | 0.1559
0.1461 | 0.1466
0.1261 | 0.1265
0.2246 | 0.2253
0.2085 | 0.2092
0.2124 | 0.2131
0.2374 | 0.2382
0.238 | 0.2389
0.2322 | 0.233
0.2339 | 0.2347
0.2345 | 0.2353
0.2483 | 0.2492
These are the bus voltage magnitudes | These are the bus voltage magnitudes
1.0352 | 1.0387
1.0135 | 1.017
0.9382 | 0.9414
0.9792 | 0.9826
0.9897 | 0.9931
1.06 | 1.0636
1.0374 | 1.0409
1.0564 | 1.06
1.0481 | 1.0517
1.0431 | 1.0467
1.0473 | 1.0509
1.0475 | 1.051
1.0423 | 1.0458
1.0295 | 1.033
Real Power Injection | Real Power Injection
1.2507 1.2629 -0.8388 -0.6057 -0.2024 -0.1100 -0.0031 -0.0001 -0.2837 -0.0801 -0.0313 -0.0543 -0.1202 -0.1326 | 1.2593 1.2715 -0.8445 -0.6098 -0.2038 -0.1108 -0.0031 -0.0001 -0.2856 -0.0807 -0.0315 -0.0547 -0.1210 -0.1335
Reactive Power Injection | Reactive Power Injection
0.2364 0.0284 -0.3435 -0.0939 0.1150 0.1368 -0.0231 0.1139 0.0500 -0.0513 -0.0158 -0.0144 -0.0515 -0.0444 | 0.2380 0.0286 -0.3459 -0.0946 0.1158 0.1378 -0.0233 0.1147 0.0503 -0.0517 -0.0159 -0.0145 -0.0518 -0.0447
Generation Cost | Generation Cost
55.2275 | 55.5772
Generation at Bus 1 | Generation at Bus 1
1.2507 | 1.2593
Generation at Bus 2 | Generation at Bus 2
1.4799 | 1.4885
Real Power LMP | Real Power LMP
20.1076 | 20.1084
20.74 | 20.7443
328.1175 | 328.1175
115.4468 | 115.4468
87.8823 | 87.8823
97.0397 | 97.0397
111.2578 | 111.2578
111.2565 | 111.2565
109.0636 | 109.0636
107.5221 | 107.5221
102.6802 | 102.6802
99.3594 | 99.3594
100.6091 | 100.6091
107.4726 | 107.4726
Reactive Power LMP | Reactive Power LMP
1.4398 | 1.4398
0 | 0
-17.9041 | -17.9041
5.8197 | 5.8197
6.6919 | 6.6919
4.9342 | 4.9342
2.3798 | 2.3798
0 | 0
2.3092 | 2.3092
3.0713 | 3.0713
4.1864 | 4.1864
5.7914 | 5.7914
5.6623 | 5.6623
4.4542 | 4.4542
The real power flow from bus 1 to bus 2 on line 1 is the following | The real power flow from bus 1 to bus 2 on line 1 is the following
0.6415 | 0.6459
The real power flow from bus 1 to bus 5 on line 2 is the following | The real power flow from bus 1 to bus 5 on line 2 is the following
0.6097 | 0.6139
The real power flow from bus 2 to bus 1 on line 3 is the following | The real power flow from bus 2 to bus 1 on line 3 is the following
-0.6335 | -0.6378
The real power flow from bus 2 to bus 3 on line 4 is the following | The real power flow from bus 2 to bus 3 on line 4 is the following
0.7017 | 0.7064
The real power flow from bus 2 to bus 4 on line 5 is the following | The real power flow from bus 2 to bus 4 on line 5 is the following
0.6622 | 0.6667
The real power flow from bus 2 to bus 5 on line 6 is the following | The real power flow from bus 2 to bus 5 on line 6 is the following
0.5423 | 0.546
The real power flow from bus 3 to bus 2 on line 7 is the following | The real power flow from bus 3 to bus 2 on line 7 is the following
-0.676 | -0.6806
The real power flow from bus 3 to bus 4 on line 8 is the following | The real power flow from bus 3 to bus 4 on line 8 is the following
-0.1537 | -0.1548
The real power flow from bus 4 to bus 2 on line 9 is the following | The real power flow from bus 4 to bus 2 on line 9 is the following
-0.6373 | -0.6417
The real power flow from bus 4 to bus 3 on line 10 is the following | The real power flow from bus 4 to bus 3 on line 10 is the following
0.1576 | 0.1587
The real power flow from bus 4 to bus 5 on line 11 is the following | The real power flow from bus 4 to bus 5 on line 11 is the following
-0.5288 | -0.5324
The real power flow from bus 4 to bus 7 on line 12 is the following | The real power flow from bus 4 to bus 7 on line 12 is the following
0.2553 | 0.2571
The real power flow from bus 4 to bus 9 on line 13 is the following | The real power flow from bus 4 to bus 9 on line 13 is the following
0.1451 | 0.1461
The real power flow from bus 5 to bus 1 on line 14 is the following | The real power flow from bus 5 to bus 1 on line 14 is the following
-0.5905 | -0.5945
The real power flow from bus 5 to bus 2 on line 15 is the following | The real power flow from bus 5 to bus 2 on line 15 is the following
-0.526 | -0.5296
The real power flow from bus 5 to bus 4 on line 16 is the following | The real power flow from bus 5 to bus 4 on line 16 is the following
0.5328 | 0.5364
The real power flow from bus 5 to bus 6 on line 17 is the following | The real power flow from bus 5 to bus 6 on line 17 is the following
0.3562 | 0.3587
The real power flow from bus 6 to bus 5 on line 18 is the following | The real power flow from bus 6 to bus 5 on line 18 is the following
-0.3562 | -0.3587
The real power flow from bus 6 to bus 11 on line 19 is the following | The real power flow from bus 6 to bus 11 on line 19 is the following
0.0722 | 0.0727
The real power flow from bus 6 to bus 12 on line 20 is the following | The real power flow from bus 6 to bus 12 on line 20 is the following
0.0617 | 0.0621
The real power flow from bus 6 to bus 13 on line 21 is the following | The real power flow from bus 6 to bus 13 on line 21 is the following
0.1497 | 0.1507
The real power flow from bus 7 to bus 4 on line 22 is the following | The real power flow from bus 7 to bus 4 on line 22 is the following
-0.2553 | -0.2571
The real power flow from bus 7 to bus 8 on line 23 is the following | The real power flow from bus 7 to bus 8 on line 23 is the following
6.8696e-05 | 6.9164e-05
The real power flow from bus 7 to bus 9 on line 24 is the following | The real power flow from bus 7 to bus 9 on line 24 is the following
0.258 | 0.2597
The real power flow from bus 8 to bus 7 on line 25 is the following | The real power flow from bus 8 to bus 7 on line 25 is the following
-6.7541e-05 | -6.8002e-05
The real power flow from bus 9 to bus 4 on line 26 is the following | The real power flow from bus 9 to bus 4 on line 26 is the following
-0.1451 | -0.1461
The real power flow from bus 9 to bus 7 on line 27 is the following | The real power flow from bus 9 to bus 7 on line 27 is the following
-0.2579 | -0.2597
The real power flow from bus 9 to bus 10 on line 28 is the following | The real power flow from bus 9 to bus 10 on line 28 is the following
0.04 | 0.0403
The real power flow from bus 9 to bus 14 on line 29 is the following | The real power flow from bus 9 to bus 14 on line 29 is the following
0.0774 | 0.0779
The real power flow from bus 10 to bus 9 on line 30 is the following | The real power flow from bus 10 to bus 9 on line 30 is the following
-0.0399 | -0.0402
The real power flow from bus 10 to bus 11 on line 31 is the following | The real power flow from bus 10 to bus 11 on line 31 is the following
-0.0403 | -0.0406
The real power flow from bus 11 to bus 6 on line 32 is the following | The real power flow from bus 11 to bus 6 on line 32 is the following
-0.0717 | -0.0722
The real power flow from bus 11 to bus 10 on line 33 is the following | The real power flow from bus 11 to bus 10 on line 33 is the following
0.0404 | 0.0407
The real power flow from bus 12 to bus 6 on line 34 is the following | The real power flow from bus 12 to bus 6 on line 34 is the following
-0.0612 | -0.0616
The real power flow from bus 12 to bus 13 on line 35 is the following | The real power flow from bus 12 to bus 13 on line 35 is the following
0.018 | 0.0181
The real power flow from bus 13 to bus 6 on line 36 is the following | The real power flow from bus 13 to bus 6 on line 36 is the following
-0.1481 | -0.1491
The real power flow from bus 13 to bus 12 on line 37 is the following | The real power flow from bus 13 to bus 12 on line 37 is the following
-0.0179 | -0.018
The real power flow from bus 13 to bus 14 on line 38 is the following | The real power flow from bus 13 to bus 14 on line 38 is the following
0.0566 | 0.057
The real power flow from bus 14 to bus 9 on line 39 is the following | The real power flow from bus 14 to bus 9 on line 39 is the following
-0.0766 | -0.0771
The real power flow from bus 14 to bus 13 on line 40 is the following | The real power flow from bus 14 to bus 13 on line 40 is the following
-0.0561 | -0.0565
These are the values corresponding to the 2 th eigenvector
Values corresponding to binding constraint at bus 6 | Values corresponding to binding constraint at bus 8
These are the real and imaginary components of bus voltages | These are the real and imaginary components of bus voltages
-1.0352 | -1.0387
-1.013 | -1.0164
-0.9252 | -0.9284
-0.9683 | -0.9716
-0.9816 | -0.985
-1.0359 | -1.0395
-1.0162 | -1.0197
-1.0348 | -1.0384
-1.0209 | -1.0243
-1.0156 | -1.0191
-1.0212 | -1.0247
-1.021 | -1.0245
-1.0155 | -1.019
-0.9991 | -1.0025
0 | 0
0.0333 | 0.0334
0.1554 | 0.1559
0.1461 | 0.1466
0.1261 | 0.1265
0.2246 | 0.2253
0.2085 | 0.2092
0.2124 | 0.2131
0.2374 | 0.2382
0.238 | 0.2389
0.2322 | 0.233
0.2339 | 0.2347
0.2345 | 0.2353
0.2483 | 0.2492
These are the bus voltage magnitudes | These are the bus voltage magnitudes
1.0352 | 1.0387
1.0135 | 1.017
0.9382 | 0.9414
0.9792 | 0.9826
0.9897 | 0.9931
1.06 | 1.0636
1.0374 | 1.0409
1.0564 | 1.06
1.0481 | 1.0517
1.0431 | 1.0467
1.0473 | 1.0509
1.0475 | 1.051
1.0423 | 1.0458
1.0295 | 1.033
Real Power Injection | Real Power Injection
1.2507 1.2629 -0.8388 -0.6057 -0.2024 -0.1100 -0.0031 -0.0001 -0.2837 -0.0801 -0.0313 -0.0543 -0.1202 -0.1326 | 1.2593 1.2715 -0.8445 -0.6098 -0.2038 -0.1108 -0.0031 -0.0001 -0.2856 -0.0807 -0.0315 -0.0547 -0.1210 -0.1335
Reactive Power Injection | Reactive Power Injection
0.2364 0.0284 -0.3436 -0.0939 0.1150 0.1368 -0.0231 0.1139 0.0500 -0.0513 -0.0158 -0.0144 -0.0515 -0.0444 | 0.2380 0.0286 -0.3459 -0.0946 0.1158 0.1378 -0.0233 0.1147 0.0503 -0.0517 -0.0159 -0.0145 -0.0518 -0.0447
Generation Cost | Generation Cost
55.2276 | 55.5773
Generation at Bus 1 | Generation at Bus 1
1.2507 | 1.2593
Generation at Bus 2 | Generation at Bus 2
1.4799 | 1.4885
Real Power LMP | Real Power LMP
20.1076 | 20.1084
20.74 | 20.7443
328.1175 | 328.1175
115.4468 | 115.4468
87.8823 | 87.8823
97.0397 | 97.0397
111.2578 | 111.2578
111.2565 | 111.2565
109.0636 | 109.0636
107.5221 | 107.5221
102.6802 | 102.6802
99.3594 | 99.3594
100.6091 | 100.6091
107.4726 | 107.4726
Reactive Power LMP | Reactive Power LMP
1.4398 | 1.4398
0 | 0
-17.9041 | -17.9041
5.8197 | 5.8197
6.6919 | 6.6919
4.9342 | 4.9342
2.3798 | 2.3798
0 | 0
2.3092 | 2.3092
3.0713 | 3.0713
4.1864 | 4.1864
5.7914 | 5.7914
5.6623 | 5.6623
4.4542 | 4.4542
The real power flow from bus 1 to bus 2 on line 1 is the following | The real power flow from bus 1 to bus 2 on line 1 is the following
0.6415 | 0.6459
The real power flow from bus 1 to bus 5 on line 2 is the following | The real power flow from bus 1 to bus 5 on line 2 is the following
0.6097 | 0.6139
The real power flow from bus 2 to bus 1 on line 3 is the following | The real power flow from bus 2 to bus 1 on line 3 is the following
-0.6335 | -0.6378
The real power flow from bus 2 to bus 3 on line 4 is the following | The real power flow from bus 2 to bus 3 on line 4 is the following
0.7017 | 0.7064
The real power flow from bus 2 to bus 4 on line 5 is the following | The real power flow from bus 2 to bus 4 on line 5 is the following
0.6622 | 0.6667
The real power flow from bus 2 to bus 5 on line 6 is the following | The real power flow from bus 2 to bus 5 on line 6 is the following
0.5423 | 0.546
The real power flow from bus 3 to bus 2 on line 7 is the following | The real power flow from bus 3 to bus 2 on line 7 is the following
-0.676 | -0.6806
The real power flow from bus 3 to bus 4 on line 8 is the following | The real power flow from bus 3 to bus 4 on line 8 is the following
-0.1537 | -0.1548
The real power flow from bus 4 to bus 2 on line 9 is the following | The real power flow from bus 4 to bus 2 on line 9 is the following
-0.6373 | -0.6417
The real power flow from bus 4 to bus 3 on line 10 is the following | The real power flow from bus 4 to bus 3 on line 10 is the following
0.1576 | 0.1587
The real power flow from bus 4 to bus 5 on line 11 is the following | The real power flow from bus 4 to bus 5 on line 11 is the following
-0.5288 | -0.5324
The real power flow from bus 4 to bus 7 on line 12 is the following | The real power flow from bus 4 to bus 7 on line 12 is the following
0.2553 | 0.2571
The real power flow from bus 4 to bus 9 on line 13 is the following | The real power flow from bus 4 to bus 9 on line 13 is the following
0.1451 | 0.1461
The real power flow from bus 5 to bus 1 on line 14 is the following | The real power flow from bus 5 to bus 1 on line 14 is the following
-0.5905 | -0.5945
The real power flow from bus 5 to bus 2 on line 15 is the following | The real power flow from bus 5 to bus 2 on line 15 is the following
-0.526 | -0.5296
The real power flow from bus 5 to bus 4 on line 16 is the following | The real power flow from bus 5 to bus 4 on line 16 is the following
0.5328 | 0.5364
The real power flow from bus 5 to bus 6 on line 17 is the following | The real power flow from bus 5 to bus 6 on line 17 is the following
0.3562 | 0.3587
The real power flow from bus 6 to bus 5 on line 18 is the following | The real power flow from bus 6 to bus 5 on line 18 is the following
-0.3562 | -0.3587
The real power flow from bus 6 to bus 11 on line 19 is the following | The real power flow from bus 6 to bus 11 on line 19 is the following
0.0722 | 0.0727
The real power flow from bus 6 to bus 12 on line 20 is the following | The real power flow from bus 6 to bus 12 on line 20 is the following
0.0617 | 0.0621
The real power flow from bus 6 to bus 13 on line 21 is the following | The real power flow from bus 6 to bus 13 on line 21 is the following
0.1497 | 0.1507
The real power flow from bus 7 to bus 4 on line 22 is the following | The real power flow from bus 7 to bus 4 on line 22 is the following
-0.2553 | -0.2571
The real power flow from bus 7 to bus 8 on line 23 is the following | The real power flow from bus 7 to bus 8 on line 23 is the following
6.8696e-05 | 6.9164e-05
The real power flow from bus 7 to bus 9 on line 24 is the following | The real power flow from bus 7 to bus 9 on line 24 is the following
0.258 | 0.2597
The real power flow from bus 8 to bus 7 on line 25 is the following | The real power flow from bus 8 to bus 7 on line 25 is the following
-6.7541e-05 | -6.8002e-05
The real power flow from bus 9 to bus 4 on line 26 is the following | The real power flow from bus 9 to bus 4 on line 26 is the following
-0.1451 | -0.1461
The real power flow from bus 9 to bus 7 on line 27 is the following | The real power flow from bus 9 to bus 7 on line 27 is the following
-0.2579 | -0.2597
The real power flow from bus 9 to bus 10 on line 28 is the following | The real power flow from bus 9 to bus 10 on line 28 is the following
0.04 | 0.0403
The real power flow from bus 9 to bus 14 on line 29 is the following | The real power flow from bus 9 to bus 14 on line 29 is the following
0.0774 | 0.0779
The real power flow from bus 10 to bus 9 on line 30 is the following | The real power flow from bus 10 to bus 9 on line 30 is the following
-0.0399 | -0.0402
The real power flow from bus 10 to bus 11 on line 31 is the following | The real power flow from bus 10 to bus 11 on line 31 is the following
-0.0403 | -0.0406
The real power flow from bus 11 to bus 6 on line 32 is the following | The real power flow from bus 11 to bus 6 on line 32 is the following
-0.0717 | -0.0722
The real power flow from bus 11 to bus 10 on line 33 is the following | The real power flow from bus 11 to bus 10 on line 33 is the following
0.0404 | 0.0407
The real power flow from bus 12 to bus 6 on line 34 is the following | The real power flow from bus 12 to bus 6 on line 34 is the following
-0.0612 | -0.0616
The real power flow from bus 12 to bus 13 on line 35 is the following | The real power flow from bus 12 to bus 13 on line 35 is the following
0.018 | 0.0181
The real power flow from bus 13 to bus 6 on line 36 is the following | The real power flow from bus 13 to bus 6 on line 36 is the following
-0.1481 | -0.1491
The real power flow from bus 13 to bus 12 on line 37 is the following | The real power flow from bus 13 to bus 12 on line 37 is the following
-0.0179 | -0.018
The real power flow from bus 13 to bus 14 on line 38 is the following | The real power flow from bus 13 to bus 14 on line 38 is the following
0.0566 | 0.057
The real power flow from bus 14 to bus 9 on line 39 is the following | The real power flow from bus 14 to bus 9 on line 39 is the following
-0.0766 | -0.0771
The real power flow from bus 14 to bus 13 on line 40 is the following | The real power flow from bus 14 to bus 13 on line 40 is the following
-0.0561 | -0.0565

## 72.8MW other
Status: Solved
Optimal value (cvx_optval): +55.2133
Lagrange Multiplier of line real power flow limit constraints
17.0425
0
0
513.0697
0
0
0
0
0
0
0
0
0
0
0
0
0
0
0
0
0
0
0
0
0
0
0
0
0
0
0
0
0
0
0
0
0
0
0
0
Lagrange Multiplier of lower real power limit constraints
0
0
118.559
150.9711
159.3652
156.0723
150.4491
146.7495
152.015
152.8463
153.9103
154.9589
154.7524
151.962
Lagrange Multiplier of upper real power limit constraints
0
0
446.6766
266.4178
247.2475
253.112
261.7068
258.006
261.0787
260.3684
256.5905
254.3183
255.3615
259.4346
Lagrange Multiplier of lower reactive power limit constraints
0
0
17.9041
188.4734
188.0601
0
190.1567
0
190.2199
189.8111
189.171
188.3163
188.4973
189.0219
Lagrange Multiplier of upper reactive power limit constraints
1.4398
0
0
194.2931
194.752
4.9342
192.5365
0
192.529
192.8824
193.3574
194.1076
194.1595
193.4761
Lagrange Multiplier of upper voltage limit constraints
0
0
0
0
0
10.8631
0
6.6273
0
0
0
0
0
0
Lagrange Multiplier of lower voltage limit constraints
1.0e-007 *
0.5129
0.5531
0.8782
0.6788
0.6599
0.4186
0.4664
0.4198
0.4451
0.4579
0.4481
0.4481
0.4614
0.497
Number of Iterations
21
Solution Tolerance
8.0837e-09
Optimal Dual Value
55.2133
The following are the eigenvalues of the network matrix
1.0e+003 *
0
0
0
0
0.0064
0.0064
0.0212
0.0212
0.0538
0.0538
0.1442
0.1442
0.2706
0.2706
0.4319
0.4319
0.4754
0.4754
0.767
0.767
1.0911
1.0911
1.1809
1.1809
1.4767
1.4767
2.4499
2.4499
The following is the minimum eigenvalue of the network matrix
-5.879e-10
The following are the eigenvalues of the dual matrix
0
0
0
0
0
0
0
0
0
0
0
0
0
0
0
0
0
0
0
0
0
0
0
0
0.0183
0.0183
8.2855
8.2855

## 73MW
These are the values corresponding to the 1 th eigenvector
Values corresponding to binding constraint at bus 6 | Values corresponding to binding constraint at bus 8
These are the real and imaginary components of bus voltages | These are the real and imaginary components of bus voltages
-1.0347 | -1.035
-1.0244 | -1.0247
-0.9526 | -0.9529
-0.9779 | -0.9782
-0.9843 | -0.9845
-1.0409 | -1.0412
-1.0247 | -1.0249
-1.0433 | -1.0436
-1.027 | -1.0273
-1.0216 | -1.0219
-1.0267 | -1.027
-1.0263 | -1.0266
-1.0209 | -1.0211
-1.0051 | -1.0054
0 | 0
0.0303 | 0.0303
0.1402 | 0.1403
0.1231 | 0.1231
0.1072 | 0.1072
0.2002 | 0.2002
0.1825 | 0.1826
0.1858 | 0.1859
0.2125 | 0.2125
0.2134 | 0.2134
0.2077 | 0.2078
0.2097 | 0.2098
0.2105 | 0.2106
0.2242 | 0.2243
These are the bus voltage magnitudes | These are the bus voltage magnitudes
1.0347 | 1.035
1.0249 | 1.0251
0.9629 | 0.9631
0.9856 | 0.9859
0.9901 | 0.9904
1.06 | 1.0603
1.0408 | 1.0411
1.0597 | 1.06
1.0488 | 1.049
1.0437 | 1.0439
1.0475 | 1.0478
1.0475 | 1.0478
1.0423 | 1.0426
1.0298 | 1.0301
Real Power Injection | Real Power Injection
1.0537 1.1440 -0.7626 -0.3883 -0.2317 -0.0955 0.0193 -0.0000 -0.2977 -0.0803 -0.0314 -0.0542 -0.1203 -0.1327 | 1.0543 1.1446 -0.7630 -0.3885 -0.2318 -0.0955 0.0193 -0.0000 -0.2978 -0.0804 -0.0314 -0.0542 -0.1204 -0.1327
Reactive Power Injection | Reactive Power Injection
0.0692 0.2621 -0.2205 -0.1481 -0.0961 0.1331 -0.0127 0.1138 0.0141 -0.0516 -0.0161 -0.0143 -0.0516 -0.0445 | 0.0693 0.2622 -0.2206 -0.1482 -0.0961 0.1332 -0.0127 0.1139 0.0141 -0.0516 -0.0161 -0.0143 -0.0517 -0.0445
Generation Cost | Generation Cost
48.8054 | 48.829
Generation at Bus 1 | Generation at Bus 1
1.0537 | 1.0543
Generation at Bus 2 | Generation at Bus 2
1.361 | 1.3616
Real Power LMP | Real Power LMP
20.0907 | 20.0907
20.6805 | 20.6808
316.3167 | 316.3167
112.0299 | 112.0299
85.4962 | 85.4962
94.2839 | 94.2839
107.9703 | 107.9703
107.9691 | 107.9691
105.847 | 105.847
104.3666 | 104.3666
99.7108 | 99.7108
96.5237 | 96.5237
97.7272 | 97.7272
104.3317 | 104.3317
Reactive Power LMP | Reactive Power LMP
1.2932 | 1.2932
0 | 0
-17.741 | -17.741
5.3112 | 5.3112
6.2008 | 6.2008
4.5608 | 4.5608
2.1352 | 2.1352
0 | 0
2.0383 | 2.0383
2.7718 | 2.7718
3.8436 | 3.8436
5.3916 | 5.3916
5.2682 | 5.2682
4.1063 | 4.1063
The real power flow from bus 1 to bus 2 on line 1 is the following | The real power flow from bus 1 to bus 2 on line 1 is the following
0.5309 | 0.5312
The real power flow from bus 1 to bus 5 on line 2 is the following | The real power flow from bus 1 to bus 5 on line 2 is the following
0.5232 | 0.5235
The real power flow from bus 2 to bus 1 on line 3 is the following | The real power flow from bus 2 to bus 1 on line 3 is the following
-0.5258 | -0.5261
The real power flow from bus 2 to bus 3 on line 4 is the following | The real power flow from bus 2 to bus 3 on line 4 is the following
0.6289 | 0.6292
The real power flow from bus 2 to bus 4 on line 5 is the following | The real power flow from bus 2 to bus 4 on line 5 is the following
0.5693 | 0.5696
The real power flow from bus 2 to bus 5 on line 6 is the following | The real power flow from bus 2 to bus 5 on line 6 is the following
0.4817 | 0.4819
The real power flow from bus 3 to bus 2 on line 7 is the following | The real power flow from bus 3 to bus 2 on line 7 is the following
-0.6093 | -0.6096
The real power flow from bus 3 to bus 4 on line 8 is the following | The real power flow from bus 3 to bus 4 on line 8 is the following
-0.1439 | -0.144
The real power flow from bus 4 to bus 2 on line 9 is the following | The real power flow from bus 4 to bus 2 on line 9 is the following
-0.5511 | -0.5514
The real power flow from bus 4 to bus 3 on line 10 is the following | The real power flow from bus 4 to bus 3 on line 10 is the following
0.1457 | 0.1458
The real power flow from bus 4 to bus 5 on line 11 is the following | The real power flow from bus 4 to bus 5 on line 11 is the following
-0.3815 | -0.3817
The real power flow from bus 4 to bus 7 on line 12 is the following | The real power flow from bus 4 to bus 7 on line 12 is the following
0.2502 | 0.2503
The real power flow from bus 4 to bus 9 on line 13 is the following | The real power flow from bus 4 to bus 9 on line 13 is the following
0.1462 | 0.1463
The real power flow from bus 5 to bus 1 on line 14 is the following | The real power flow from bus 5 to bus 1 on line 14 is the following
-0.5088 | -0.5091
The real power flow from bus 5 to bus 2 on line 15 is the following | The real power flow from bus 5 to bus 2 on line 15 is the following
-0.4689 | -0.4691
The real power flow from bus 5 to bus 4 on line 16 is the following | The real power flow from bus 5 to bus 4 on line 16 is the following
0.3835 | 0.3837
The real power flow from bus 5 to bus 6 on line 17 is the following | The real power flow from bus 5 to bus 6 on line 17 is the following
0.3389 | 0.3391
The real power flow from bus 6 to bus 5 on line 18 is the following | The real power flow from bus 6 to bus 5 on line 18 is the following
-0.3389 | -0.3391
The real power flow from bus 6 to bus 11 on line 19 is the following | The real power flow from bus 6 to bus 11 on line 19 is the following
0.0698 | 0.0698
The real power flow from bus 6 to bus 12 on line 20 is the following | The real power flow from bus 6 to bus 12 on line 20 is the following
0.0613 | 0.0613
The real power flow from bus 6 to bus 13 on line 21 is the following | The real power flow from bus 6 to bus 13 on line 21 is the following
0.1484 | 0.1485
The real power flow from bus 7 to bus 4 on line 22 is the following | The real power flow from bus 7 to bus 4 on line 22 is the following
-0.2502 | -0.2503
The real power flow from bus 7 to bus 8 on line 23 is the following | The real power flow from bus 7 to bus 8 on line 23 is the following
2.6691e-05 | 2.6705e-05
The real power flow from bus 7 to bus 9 on line 24 is the following | The real power flow from bus 7 to bus 9 on line 24 is the following
0.2751 | 0.2752
The real power flow from bus 8 to bus 7 on line 25 is the following | The real power flow from bus 8 to bus 7 on line 25 is the following
-2.5546e-05 | -2.5559e-05
The real power flow from bus 9 to bus 4 on line 26 is the following | The real power flow from bus 9 to bus 4 on line 26 is the following
-0.1462 | -0.1463
The real power flow from bus 9 to bus 7 on line 27 is the following | The real power flow from bus 9 to bus 7 on line 27 is the following
-0.275 | -0.2752
The real power flow from bus 9 to bus 10 on line 28 is the following | The real power flow from bus 9 to bus 10 on line 28 is the following
0.0426 | 0.0427
The real power flow from bus 9 to bus 14 on line 29 is the following | The real power flow from bus 9 to bus 14 on line 29 is the following
0.0791 | 0.0791
The real power flow from bus 10 to bus 9 on line 30 is the following | The real power flow from bus 10 to bus 9 on line 30 is the following
-0.0425 | -0.0425
The real power flow from bus 10 to bus 11 on line 31 is the following | The real power flow from bus 10 to bus 11 on line 31 is the following
-0.0378 | -0.0378
The real power flow from bus 11 to bus 6 on line 32 is the following | The real power flow from bus 11 to bus 6 on line 32 is the following
-0.0693 | -0.0693
The real power flow from bus 11 to bus 10 on line 33 is the following | The real power flow from bus 11 to bus 10 on line 33 is the following
0.0379 | 0.038
The real power flow from bus 12 to bus 6 on line 34 is the following | The real power flow from bus 12 to bus 6 on line 34 is the following
-0.0608 | -0.0609
The real power flow from bus 12 to bus 13 on line 35 is the following | The real power flow from bus 12 to bus 13 on line 35 is the following
0.0177 | 0.0177
The real power flow from bus 13 to bus 6 on line 36 is the following | The real power flow from bus 13 to bus 6 on line 36 is the following
-0.1468 | -0.1469
The real power flow from bus 13 to bus 12 on line 37 is the following | The real power flow from bus 13 to bus 12 on line 37 is the following
-0.0177 | -0.0177
The real power flow from bus 13 to bus 14 on line 38 is the following | The real power flow from bus 13 to bus 14 on line 38 is the following
0.0551 | 0.0551
The real power flow from bus 14 to bus 9 on line 39 is the following | The real power flow from bus 14 to bus 9 on line 39 is the following
-0.0782 | -0.0782
The real power flow from bus 14 to bus 13 on line 40 is the following | The real power flow from bus 14 to bus 13 on line 40 is the following
-0.0546 | -0.0546
These are the values corresponding to the 2 th eigenvector
Values corresponding to binding constraint at bus 6 | Values corresponding to binding constraint at bus 8
These are the real and imaginary components of bus voltages | These are the real and imaginary components of bus voltages
-1.0347 | -1.035
-1.0244 | -1.0247
-0.9526 | -0.9529
-0.9779 | -0.9782
-0.9843 | -0.9845
-1.0409 | -1.0412
-1.0247 | -1.0249
-1.0433 | -1.0436
-1.027 | -1.0273
-1.0216 | -1.0219
-1.0267 | -1.027
-1.0263 | -1.0266
-1.0209 | -1.0211
-1.0051 | -1.0054
0 | 0
0.0303 | 0.0303
0.1402 | 0.1403
0.1231 | 0.1231
0.1072 | 0.1072
0.2002 | 0.2002
0.1825 | 0.1826
0.1858 | 0.1859
0.2125 | 0.2125
0.2134 | 0.2134
0.2077 | 0.2078
0.2097 | 0.2098
0.2105 | 0.2106
0.2242 | 0.2243
These are the bus voltage magnitudes | These are the bus voltage magnitudes
1.0347 | 1.035
1.0249 | 1.0251
0.9629 | 0.9631
0.9856 | 0.9859
0.9901 | 0.9904
1.06 | 1.0603
1.0408 | 1.0411
1.0597 | 1.06
1.0488 | 1.049
1.0437 | 1.0439
1.0475 | 1.0478
1.0475 | 1.0478
1.0423 | 1.0426
1.0298 | 1.0301
Real Power Injection | Real Power Injection
1.0537 1.1440 -0.7626 -0.3883 -0.2317 -0.0955 0.0193 -0.0000 -0.2977 -0.0803 -0.0314 -0.0542 -0.1203 -0.1327 | 1.0543 1.1446 -0.7630 -0.3885 -0.2318 -0.0955 0.0193 -0.0000 -0.2978 -0.0804 -0.0314 -0.0542 -0.1204 -0.1327
Reactive Power Injection | Reactive Power Injection
0.0692 0.2621 -0.2205 -0.1481 -0.0961 0.1331 -0.0127 0.1138 0.0141 -0.0516 -0.0161 -0.0143 -0.0516 -0.0445 | 0.0693 0.2622 -0.2206 -0.1482 -0.0961 0.1332 -0.0127 0.1139 0.0141 -0.0516 -0.0161 -0.0143 -0.0517 -0.0445
Generation Cost | Generation Cost
48.8054 | 48.829
Generation at Bus 1 | Generation at Bus 1
1.0537 | 1.0543
Generation at Bus 2 | Generation at Bus 2
1.361 | 1.3616
Real Power LMP | Real Power LMP
20.0907 | 20.0907
20.6805 | 20.6808
316.3167 | 316.3167
112.0299 | 112.0299
85.4962 | 85.4962
94.2839 | 94.2839
107.9703 | 107.9703
107.9691 | 107.9691
105.847 | 105.847
104.3666 | 104.3666
99.7108 | 99.7108
96.5237 | 96.5237
97.7272 | 97.7272
104.3317 | 104.3317
Reactive Power LMP | Reactive Power LMP
1.2932 | 1.2932
0 | 0
-17.741 | -17.741
5.3112 | 5.3112
6.2008 | 6.2008
4.5608 | 4.5608
2.1352 | 2.1352
0 | 0
2.0383 | 2.0383
2.7718 | 2.7718
3.8436 | 3.8436
5.3916 | 5.3916
5.2682 | 5.2682
4.1063 | 4.1063
The real power flow from bus 1 to bus 2 on line 1 is the following | The real power flow from bus 1 to bus 2 on line 1 is the following
0.5309 | 0.5312
The real power flow from bus 1 to bus 5 on line 2 is the following | The real power flow from bus 1 to bus 5 on line 2 is the following
0.5232 | 0.5235
The real power flow from bus 2 to bus 1 on line 3 is the following | The real power flow from bus 2 to bus 1 on line 3 is the following
-0.5258 | -0.5261
The real power flow from bus 2 to bus 3 on line 4 is the following | The real power flow from bus 2 to bus 3 on line 4 is the following
0.6289 | 0.6292
The real power flow from bus 2 to bus 4 on line 5 is the following | The real power flow from bus 2 to bus 4 on line 5 is the following
0.5693 | 0.5696
The real power flow from bus 2 to bus 5 on line 6 is the following | The real power flow from bus 2 to bus 5 on line 6 is the following
0.4817 | 0.4819
The real power flow from bus 3 to bus 2 on line 7 is the following | The real power flow from bus 3 to bus 2 on line 7 is the following
-0.6093 | -0.6096
The real power flow from bus 3 to bus 4 on line 8 is the following | The real power flow from bus 3 to bus 4 on line 8 is the following
-0.1439 | -0.144
The real power flow from bus 4 to bus 2 on line 9 is the following | The real power flow from bus 4 to bus 2 on line 9 is the following
-0.5511 | -0.5514
The real power flow from bus 4 to bus 3 on line 10 is the following | The real power flow from bus 4 to bus 3 on line 10 is the following
0.1457 | 0.1458
The real power flow from bus 4 to bus 5 on line 11 is the following | The real power flow from bus 4 to bus 5 on line 11 is the following
-0.3815 | -0.3817
The real power flow from bus 4 to bus 7 on line 12 is the following | The real power flow from bus 4 to bus 7 on line 12 is the following
0.2502 | 0.2503
The real power flow from bus 4 to bus 9 on line 13 is the following | The real power flow from bus 4 to bus 9 on line 13 is the following
0.1462 | 0.1463
The real power flow from bus 5 to bus 1 on line 14 is the following | The real power flow from bus 5 to bus 1 on line 14 is the following
-0.5088 | -0.5091
The real power flow from bus 5 to bus 2 on line 15 is the following | The real power flow from bus 5 to bus 2 on line 15 is the following
-0.4689 | -0.4691
The real power flow from bus 5 to bus 4 on line 16 is the following | The real power flow from bus 5 to bus 4 on line 16 is the following
0.3835 | 0.3837
The real power flow from bus 5 to bus 6 on line 17 is the following | The real power flow from bus 5 to bus 6 on line 17 is the following
0.3389 | 0.3391
The real power flow from bus 6 to bus 5 on line 18 is the following | The real power flow from bus 6 to bus 5 on line 18 is the following
-0.3389 | -0.3391
The real power flow from bus 6 to bus 11 on line 19 is the following | The real power flow from bus 6 to bus 11 on line 19 is the following
0.0698 | 0.0698
The real power flow from bus 6 to bus 12 on line 20 is the following | The real power flow from bus 6 to bus 12 on line 20 is the following
0.0613 | 0.0613
The real power flow from bus 6 to bus 13 on line 21 is the following | The real power flow from bus 6 to bus 13 on line 21 is the following
0.1484 | 0.1485
The real power flow from bus 7 to bus 4 on line 22 is the following | The real power flow from bus 7 to bus 4 on line 22 is the following
-0.2502 | -0.2503
The real power flow from bus 7 to bus 8 on line 23 is the following | The real power flow from bus 7 to bus 8 on line 23 is the following
2.6691e-05 | 2.6705e-05
The real power flow from bus 7 to bus 9 on line 24 is the following | The real power flow from bus 7 to bus 9 on line 24 is the following
0.2751 | 0.2752
The real power flow from bus 8 to bus 7 on line 25 is the following | The real power flow from bus 8 to bus 7 on line 25 is the following
-2.5546e-05 | -2.5559e-05
The real power flow from bus 9 to bus 4 on line 26 is the following | The real power flow from bus 9 to bus 4 on line 26 is the following
-0.1462 | -0.1463
The real power flow from bus 9 to bus 7 on line 27 is the following | The real power flow from bus 9 to bus 7 on line 27 is the following
-0.275 | -0.2752
The real power flow from bus 9 to bus 10 on line 28 is the following | The real power flow from bus 9 to bus 10 on line 28 is the following
0.0426 | 0.0427
The real power flow from bus 9 to bus 14 on line 29 is the following | The real power flow from bus 9 to bus 14 on line 29 is the following
0.0791 | 0.0791
The real power flow from bus 10 to bus 9 on line 30 is the following | The real power flow from bus 10 to bus 9 on line 30 is the following
-0.0425 | -0.0425
The real power flow from bus 10 to bus 11 on line 31 is the following | The real power flow from bus 10 to bus 11 on line 31 is the following
-0.0378 | -0.0378
The real power flow from bus 11 to bus 6 on line 32 is the following | The real power flow from bus 11 to bus 6 on line 32 is the following
-0.0693 | -0.0693
The real power flow from bus 11 to bus 10 on line 33 is the following | The real power flow from bus 11 to bus 10 on line 33 is the following
0.0379 | 0.038
The real power flow from bus 12 to bus 6 on line 34 is the following | The real power flow from bus 12 to bus 6 on line 34 is the following
-0.0608 | -0.0609
The real power flow from bus 12 to bus 13 on line 35 is the following | The real power flow from bus 12 to bus 13 on line 35 is the following
0.0177 | 0.0177
The real power flow from bus 13 to bus 6 on line 36 is the following | The real power flow from bus 13 to bus 6 on line 36 is the following
-0.1468 | -0.1469
The real power flow from bus 13 to bus 12 on line 37 is the following | The real power flow from bus 13 to bus 12 on line 37 is the following
-0.0177 | -0.0177
The real power flow from bus 13 to bus 14 on line 38 is the following | The real power flow from bus 13 to bus 14 on line 38 is the following
0.0551 | 0.0551
The real power flow from bus 14 to bus 9 on line 39 is the following | The real power flow from bus 14 to bus 9 on line 39 is the following
-0.0782 | -0.0782
The real power flow from bus 14 to bus 13 on line 40 is the following | The real power flow from bus 14 to bus 13 on line 40 is the following
-0.0546 | -0.0546

## 73MW other
Status: Solved
Optimal value (cvx_optval): +54.1725
Lagrange Multiplier of line real power flow limit constraints
16.5165
0
0
494.3019
0
0
0
0
0
0
0
0
0
0
0
0
0
0
0
0
0
0
0
0
0
0
0
0
0
0
0
0
0
0
0
0
0
0
0
0
Lagrange Multiplier of lower real power limit constraints
0
0
117.8531
151.1671
159.4452
156.3009
146.2662
143.4387
152.1956
153.137
154.2181
155.243
154.894
152.2356
Lagrange Multiplier of upper real power limit constraints
0
0
434.1698
263.1971
244.9414
250.5848
254.2365
251.4078
258.0426
257.5037
253.9289
251.7667
252.6213
256.5673
Lagrange Multiplier of lower reactive power limit constraints
0
0
17.741
188.1049
187.6802
0
189.7234
0
189.7482
189.3437
188.7815
187.9504
188.0766
188.6344
Lagrange Multiplier of upper reactive power limit constraints
1.2932
0
0
193.4162
193.8809
4.5608
191.8586
0
191.7865
192.1155
192.6251
193.342
193.3447
192.7407
Lagrange Multiplier of upper voltage limit constraints
0
0
0
0
0
10.3843
0
5.9463
0
0
0
0
0
0
Lagrange Multiplier of lower voltage limit constraints
1.0e-007 *
0.3475
0.3799
0.5819
0.4498
0.4381
0.2795
0.3092
0.2792
0.296
0.3046
0.2985
0.2988
0.3074
0.3298
Number of Iterations
21
Solution Tolerance
5.2296e-09
Optimal Dual Value
54.1725
The following are the eigenvalues of the network matrix
1.0e+003 *
0
0
0
0
0.0058
0.0058
0.0194
0.0194
0.0489
0.0489
0.1387
0.1387
0.2615
0.2615
0.4199
0.4199
0.4593
0.4593
0.7421
0.7421
1.0545
1.0545
1.1407
1.1407
1.4249
1.4249
2.3571
2.3571
The following is the minimum eigenvalue of the network matrix
3.2921e-10
The following are the eigenvalues of the dual matrix
0
0
0
0
0
0
0
0
0
0
0
0
0
0
0
0
0
0
0
0
0
0
0
0
0.0103
0.0103
8.2864
8.2865

## 74MW
These are the values corresponding to the 1 th eigenvector
Values corresponding to binding constraint at bus 1 | Values corresponding to binding constraint at bus 6 | Values corresponding to binding constraint at bus 9
These are the real and imaginary components of bus voltages | These are the real and imaginary components of bus voltages | These are the real and imaginary components of bus voltages
-1.06 | -1.0598 | -1.0598
-1.0541 | -1.054 | -1.054
-0.9963 | -0.9961 | -0.9961
-1.0128 | -1.0127 | -1.0127
-1.0176 | -1.0174 | -1.0174
-1.0432 | -1.043 | -1.043
-1.0345 | -1.0343 | -1.0343
-1.0256 | -1.0254 | -1.0254
-1.04 | -1.0398 | -1.0398
-1.0328 | -1.0326 | -1.0326
-1.0336 | -1.0334 | -1.0334
-1.0295 | -1.0293 | -1.0293
-1.0248 | -1.0246 | -1.0246
-1.0144 | -1.0143 | -1.0143
0 | 0 | 0
0.0388 | 0.0388 | 0.0388
0.1546 | 0.1546 | 0.1546
0.1245 | 0.1245 | 0.1245
0.1036 | 0.1036 | 0.1036
0.189 | 0.189 | 0.189
0.1783 | 0.1783 | 0.1783
0.1768 | 0.1767 | 0.1767
0.2059 | 0.2059 | 0.2059
0.2062 | 0.2061 | 0.2061
0.1987 | 0.1987 | 0.1987
0.1989 | 0.1989 | 0.1989
0.2002 | 0.2002 | 0.2002
0.2162 | 0.2162 | 0.2162
These are the bus voltage magnitudes | These are the bus voltage magnitudes | These are the bus voltage magnitudes
1.06 | 1.0598 | 1.0598
1.0548 | 1.0547 | 1.0547
1.0082 | 1.008 | 1.008
1.0205 | 1.0203 | 1.0203
1.0228 | 1.0227 | 1.0227
1.0602 | 1.06 | 1.06
1.0497 | 1.0496 | 1.0496
1.0407 | 1.0405 | 1.0405
1.0602 | 1.06 | 1.06
1.0532 | 1.053 | 1.053
1.0525 | 1.0523 | 1.0523
1.0485 | 1.0483 | 1.0483
1.0442 | 1.044 | 1.044
1.0372 | 1.037 | 1.037
Real Power Injection | Real Power Injection | Real Power Injection
1.1693 0.9586 -0.8384 -0.4247 -0.0678 -0.0995 -0.0025 -0.0001 -0.2606 -0.0801 -0.0312 -0.0543 -0.1202 -0.1327 | 1.1689 0.9583 -0.8381 -0.4246 -0.0677 -0.0994 -0.0025 -0.0001 -0.2605 -0.0801 -0.0312 -0.0543 -0.1201 -0.1326 | 1.1689 0.9583 -0.8381 -0.4246 -0.0677 -0.0994 -0.0025 -0.0001 -0.2605 -0.0801 -0.0311 -0.0543 -0.1201 -0.1326
Reactive Power Injection | Reactive Power Injection | Reactive Power Injection
-0.0785 0.2924 -0.0743 0.0353 -0.0150 -0.0528 -0.0051 -0.0534 0.0248 -0.0516 -0.0160 -0.0142 -0.0516 -0.0445 | -0.0785 0.2923 -0.0742 0.0353 -0.0150 -0.0528 -0.0051 -0.0534 0.0248 -0.0516 -0.0160 -0.0142 -0.0516 -0.0445 | -0.0785 0.2923 -0.0742 0.0353 -0.0150 -0.0528 -0.0051 -0.0534 0.0248 -0.0516 -0.0160 -0.0142 -0.0516 -0.0445
Generation Cost | Generation Cost | Generation Cost
47.3026 | 47.2887 | 47.2882
Generation at Bus 1 | Generation at Bus 1 | Generation at Bus 1
1.1693 | 1.1689 | 1.1689
Generation at Bus 2 | Generation at Bus 2 | Generation at Bus 2
1.1756 | 1.1753 | 1.1753
Real Power LMP | Real Power LMP | Real Power LMP
20.1006 | 20.1006 | 20.1006
20.5878 | 20.5876 | 20.5876
25.6422 | 25.6422 | 25.6422
22.7843 | 22.7843 | 22.7843
22.182 | 22.182 | 22.182
22.2761 | 22.2761 | 22.2761
22.749 | 22.749 | 22.749
22.749 | 22.749 | 22.749
22.7254 | 22.7254 | 22.7254
22.7608 | 22.7608 | 22.7608
22.5889 | 22.5889 | 22.5889
22.6088 | 22.6088 | 22.6088
22.7282 | 22.7282 | 22.7282
23.141 | 23.141 | 23.141
Reactive Power LMP | Reactive Power LMP | Reactive Power LMP
0 | 0 | 0
0 | 0 | 0
0 | 0 | 0
0.1498 | 0.1498 | 0.1498
0.2009 | 0.2009 | 0.2009
0 | 0 | 0
-0.0045 | -0.0045 | -0.0045
-0.0044 | -0.0044 | -0.0044
-0.0828 | -0.0828 | -0.0828
0.0015 | 0.0015 | 0.0015
0.0499 | 0.0499 | 0.0499
0.1937 | 0.1937 | 0.1937
0.2254 | 0.2254 | 0.2254
0.1932 | 0.1932 | 0.1932
The real power flow from bus 1 to bus 2 on line 1 is the following | The real power flow from bus 1 to bus 2 on line 1 is the following | The real power flow from bus 1 to bus 2 on line 1 is the following
0.6586 | 0.6584 | 0.6584
The real power flow from bus 1 to bus 5 on line 2 is the following | The real power flow from bus 1 to bus 5 on line 2 is the following | The real power flow from bus 1 to bus 5 on line 2 is the following
0.5112 | 0.511 | 0.511
The real power flow from bus 2 to bus 1 on line 3 is the following | The real power flow from bus 2 to bus 1 on line 3 is the following | The real power flow from bus 2 to bus 1 on line 3 is the following
-0.6509 | -0.6507 | -0.6507
The real power flow from bus 2 to bus 3 on line 4 is the following | The real power flow from bus 2 to bus 3 on line 4 is the following | The real power flow from bus 2 to bus 3 on line 4 is the following
0.6586 | 0.6584 | 0.6584
The real power flow from bus 2 to bus 4 on line 5 is the following | The real power flow from bus 2 to bus 4 on line 5 is the following | The real power flow from bus 2 to bus 4 on line 5 is the following
0.5381 | 0.538 | 0.5379
The real power flow from bus 2 to bus 5 on line 6 is the following | The real power flow from bus 2 to bus 5 on line 6 is the following | The real power flow from bus 2 to bus 5 on line 6 is the following
0.4235 | 0.4234 | 0.4234
The real power flow from bus 3 to bus 2 on line 7 is the following | The real power flow from bus 3 to bus 2 on line 7 is the following | The real power flow from bus 3 to bus 2 on line 7 is the following
-0.6396 | -0.6394 | -0.6394
The real power flow from bus 3 to bus 4 on line 8 is the following | The real power flow from bus 3 to bus 4 on line 8 is the following | The real power flow from bus 3 to bus 4 on line 8 is the following
-0.1886 | -0.1885 | -0.1885
The real power flow from bus 4 to bus 2 on line 9 is the following | The real power flow from bus 4 to bus 2 on line 9 is the following | The real power flow from bus 4 to bus 2 on line 9 is the following
-0.5229 | -0.5227 | -0.5227
The real power flow from bus 4 to bus 3 on line 10 is the following | The real power flow from bus 4 to bus 3 on line 10 is the following | The real power flow from bus 4 to bus 3 on line 10 is the following
0.1909 | 0.1909 | 0.1909
The real power flow from bus 4 to bus 5 on line 11 is the following | The real power flow from bus 4 to bus 5 on line 11 is the following | The real power flow from bus 4 to bus 5 on line 11 is the following
-0.4842 | -0.484 | -0.484
The real power flow from bus 4 to bus 7 on line 12 is the following | The real power flow from bus 4 to bus 7 on line 12 is the following | The real power flow from bus 4 to bus 7 on line 12 is the following
0.2477 | 0.2476 | 0.2476
The real power flow from bus 4 to bus 9 on line 13 is the following | The real power flow from bus 4 to bus 9 on line 13 is the following | The real power flow from bus 4 to bus 9 on line 13 is the following
0.1422 | 0.1422 | 0.1422
The real power flow from bus 5 to bus 1 on line 14 is the following | The real power flow from bus 5 to bus 1 on line 14 is the following | The real power flow from bus 5 to bus 1 on line 14 is the following
-0.4983 | -0.4982 | -0.4982
The real power flow from bus 5 to bus 2 on line 15 is the following | The real power flow from bus 5 to bus 2 on line 15 is the following | The real power flow from bus 5 to bus 2 on line 15 is the following
-0.4141 | -0.4139 | -0.4139
The real power flow from bus 5 to bus 4 on line 16 is the following | The real power flow from bus 5 to bus 4 on line 16 is the following | The real power flow from bus 5 to bus 4 on line 16 is the following
0.4873 | 0.4872 | 0.4872
The real power flow from bus 5 to bus 6 on line 17 is the following | The real power flow from bus 5 to bus 6 on line 17 is the following | The real power flow from bus 5 to bus 6 on line 17 is the following
0.3342 | 0.3341 | 0.3341
The real power flow from bus 6 to bus 5 on line 18 is the following | The real power flow from bus 6 to bus 5 on line 18 is the following | The real power flow from bus 6 to bus 5 on line 18 is the following
-0.3342 | -0.3341 | -0.3341
The real power flow from bus 6 to bus 11 on line 19 is the following | The real power flow from bus 6 to bus 11 on line 19 is the following | The real power flow from bus 6 to bus 11 on line 19 is the following
0.0649 | 0.0649 | 0.0649
The real power flow from bus 6 to bus 12 on line 20 is the following | The real power flow from bus 6 to bus 12 on line 20 is the following | The real power flow from bus 6 to bus 12 on line 20 is the following
0.0601 | 0.0601 | 0.06
The real power flow from bus 6 to bus 13 on line 21 is the following | The real power flow from bus 6 to bus 13 on line 21 is the following | The real power flow from bus 6 to bus 13 on line 21 is the following
0.1455 | 0.1454 | 0.1454
The real power flow from bus 7 to bus 4 on line 22 is the following | The real power flow from bus 7 to bus 4 on line 22 is the following | The real power flow from bus 7 to bus 4 on line 22 is the following
-0.2477 | -0.2476 | -0.2476
The real power flow from bus 7 to bus 8 on line 23 is the following | The real power flow from bus 7 to bus 8 on line 23 is the following | The real power flow from bus 7 to bus 8 on line 23 is the following
7.3453e-05 | 7.3429e-05 | 7.3428e-05
The real power flow from bus 7 to bus 9 on line 24 is the following | The real power flow from bus 7 to bus 9 on line 24 is the following | The real power flow from bus 7 to bus 9 on line 24 is the following
0.2508 | 0.2507 | 0.2507
The real power flow from bus 8 to bus 7 on line 25 is the following | The real power flow from bus 8 to bus 7 on line 25 is the following | The real power flow from bus 8 to bus 7 on line 25 is the following
-7.3191e-05 | -7.3168e-05 | -7.3167e-05
The real power flow from bus 9 to bus 4 on line 26 is the following | The real power flow from bus 9 to bus 4 on line 26 is the following | The real power flow from bus 9 to bus 4 on line 26 is the following
-0.1422 | -0.1422 | -0.1422
The real power flow from bus 9 to bus 7 on line 27 is the following | The real power flow from bus 9 to bus 7 on line 27 is the following | The real power flow from bus 9 to bus 7 on line 27 is the following
-0.2508 | -0.2507 | -0.2507
The real power flow from bus 9 to bus 10 on line 28 is the following | The real power flow from bus 9 to bus 10 on line 28 is the following | The real power flow from bus 9 to bus 10 on line 28 is the following
0.047 | 0.047 | 0.047
The real power flow from bus 9 to bus 14 on line 29 is the following | The real power flow from bus 9 to bus 14 on line 29 is the following | The real power flow from bus 9 to bus 14 on line 29 is the following
0.0831 | 0.0831 | 0.0831
The real power flow from bus 10 to bus 9 on line 30 is the following | The real power flow from bus 10 to bus 9 on line 30 is the following | The real power flow from bus 10 to bus 9 on line 30 is the following
-0.0468 | -0.0468 | -0.0468
The real power flow from bus 10 to bus 11 on line 31 is the following | The real power flow from bus 10 to bus 11 on line 31 is the following | The real power flow from bus 10 to bus 11 on line 31 is the following
-0.0333 | -0.0333 | -0.0333
The real power flow from bus 11 to bus 6 on line 32 is the following | The real power flow from bus 11 to bus 6 on line 32 is the following | The real power flow from bus 11 to bus 6 on line 32 is the following
-0.0646 | -0.0645 | -0.0645
The real power flow from bus 11 to bus 10 on line 33 is the following | The real power flow from bus 11 to bus 10 on line 33 is the following | The real power flow from bus 11 to bus 10 on line 33 is the following
0.0334 | 0.0334 | 0.0334
The real power flow from bus 12 to bus 6 on line 34 is the following | The real power flow from bus 12 to bus 6 on line 34 is the following | The real power flow from bus 12 to bus 6 on line 34 is the following
-0.0596 | -0.0596 | -0.0596
The real power flow from bus 12 to bus 13 on line 35 is the following | The real power flow from bus 12 to bus 13 on line 35 is the following | The real power flow from bus 12 to bus 13 on line 35 is the following
0.0164 | 0.0164 | 0.0164
The real power flow from bus 13 to bus 6 on line 36 is the following | The real power flow from bus 13 to bus 6 on line 36 is the following | The real power flow from bus 13 to bus 6 on line 36 is the following
-0.144 | -0.144 | -0.144
The real power flow from bus 13 to bus 12 on line 37 is the following | The real power flow from bus 13 to bus 12 on line 37 is the following | The real power flow from bus 13 to bus 12 on line 37 is the following
-0.0164 | -0.0164 | -0.0164
The real power flow from bus 13 to bus 14 on line 38 is the following | The real power flow from bus 13 to bus 14 on line 38 is the following | The real power flow from bus 13 to bus 14 on line 38 is the following
0.0512 | 0.0512 | 0.0512
The real power flow from bus 14 to bus 9 on line 39 is the following | The real power flow from bus 14 to bus 9 on line 39 is the following | The real power flow from bus 14 to bus 9 on line 39 is the following
-0.082 | -0.082 | -0.082
The real power flow from bus 14 to bus 13 on line 40 is the following | The real power flow from bus 14 to bus 13 on line 40 is the following | The real power flow from bus 14 to bus 13 on line 40 is the following
-0.0508 | -0.0507 | -0.0507
These are the values corresponding to the 2 th eigenvector
Values corresponding to binding constraint at bus 1 | Values corresponding to binding constraint at bus 6 | Values corresponding to binding constraint at bus 9
These are the real and imaginary components of bus voltages | These are the real and imaginary components of bus voltages | These are the real and imaginary components of bus voltages
-1.06 | -1.0598 | -1.0598
-1.0541 | -1.054 | -1.054
-0.9963 | -0.9961 | -0.9961
-1.0128 | -1.0127 | -1.0127
-1.0176 | -1.0174 | -1.0174
-1.0432 | -1.043 | -1.043
-1.0345 | -1.0343 | -1.0343
-1.0256 | -1.0254 | -1.0254
-1.04 | -1.0398 | -1.0398
-1.0328 | -1.0326 | -1.0326
-1.0336 | -1.0334 | -1.0334
-1.0295 | -1.0293 | -1.0293
-1.0248 | -1.0246 | -1.0246
-1.0144 | -1.0143 | -1.0143
0 | 0 | 0
0.0388 | 0.0388 | 0.0388
0.1546 | 0.1546 | 0.1546
0.1245 | 0.1245 | 0.1245
0.1036 | 0.1036 | 0.1036
0.189 | 0.189 | 0.189
0.1783 | 0.1783 | 0.1783
0.1768 | 0.1767 | 0.1767
0.2059 | 0.2059 | 0.2059
0.2062 | 0.2061 | 0.2061
0.1987 | 0.1987 | 0.1987
0.1989 | 0.1989 | 0.1989
0.2002 | 0.2002 | 0.2002
0.2162 | 0.2162 | 0.2162
These are the bus voltage magnitudes | These are the bus voltage magnitudes | These are the bus voltage magnitudes
1.06 | 1.0598 | 1.0598
1.0548 | 1.0547 | 1.0547
1.0082 | 1.008 | 1.008
1.0205 | 1.0203 | 1.0203
1.0228 | 1.0227 | 1.0227
1.0602 | 1.06 | 1.06
1.0497 | 1.0496 | 1.0496
1.0407 | 1.0405 | 1.0405
1.0602 | 1.06 | 1.06
1.0532 | 1.053 | 1.053
1.0525 | 1.0523 | 1.0523
1.0485 | 1.0483 | 1.0483
1.0442 | 1.044 | 1.044
1.0372 | 1.037 | 1.037
Real Power Injection | Real Power Injection | Real Power Injection
1.1693 0.9586 -0.8384 -0.4247 -0.0678 -0.0995 -0.0025 -0.0001 -0.2606 -0.0801 -0.0312 -0.0543 -0.1202 -0.1327 | 1.1689 0.9583 -0.8381 -0.4246 -0.0677 -0.0994 -0.0025 -0.0001 -0.2605 -0.0801 -0.0312 -0.0543 -0.1201 -0.1326 | 1.1689 0.9583 -0.8381 -0.4246 -0.0677 -0.0994 -0.0025 -0.0001 -0.2605 -0.0801 -0.0311 -0.0543 -0.1201 -0.1326
Reactive Power Injection | Reactive Power Injection | Reactive Power Injection
-0.0785 0.2924 -0.0743 0.0353 -0.0150 -0.0528 -0.0051 -0.0534 0.0248 -0.0516 -0.0160 -0.0142 -0.0516 -0.0445 | -0.0785 0.2923 -0.0742 0.0353 -0.0150 -0.0528 -0.0051 -0.0534 0.0248 -0.0516 -0.0160 -0.0142 -0.0516 -0.0445 | -0.0785 0.2923 -0.0742 0.0353 -0.0150 -0.0528 -0.0051 -0.0534 0.0248 -0.0516 -0.0160 -0.0142 -0.0516 -0.0445
Generation Cost | Generation Cost | Generation Cost
47.3026 | 47.2887 | 47.2882
Generation at Bus 1 | Generation at Bus 1 | Generation at Bus 1
1.1693 | 1.1689 | 1.1689
Generation at Bus 2 | Generation at Bus 2 | Generation at Bus 2
1.1756 | 1.1753 | 1.1753
Real Power LMP | Real Power LMP | Real Power LMP
20.1006 | 20.1006 | 20.1006
20.5878 | 20.5876 | 20.5876
25.6422 | 25.6422 | 25.6422
22.7843 | 22.7843 | 22.7843
22.182 | 22.182 | 22.182
22.2761 | 22.2761 | 22.2761
22.749 | 22.749 | 22.749
22.749 | 22.749 | 22.749
22.7254 | 22.7254 | 22.7254
22.7608 | 22.7608 | 22.7608
22.5889 | 22.5889 | 22.5889
22.6088 | 22.6088 | 22.6088
22.7282 | 22.7282 | 22.7282
23.141 | 23.141 | 23.141
Reactive Power LMP | Reactive Power LMP | Reactive Power LMP
0 | 0 | 0
0 | 0 | 0
0 | 0 | 0
0.1498 | 0.1498 | 0.1498
0.2009 | 0.2009 | 0.2009
0 | 0 | 0
-0.0045 | -0.0045 | -0.0045
-0.0044 | -0.0044 | -0.0044
-0.0828 | -0.0828 | -0.0828
0.0015 | 0.0015 | 0.0015
0.0499 | 0.0499 | 0.0499
0.1937 | 0.1937 | 0.1937
0.2254 | 0.2254 | 0.2254
0.1932 | 0.1932 | 0.1932
The real power flow from bus 1 to bus 2 on line 1 is the following | The real power flow from bus 1 to bus 2 on line 1 is the following | The real power flow from bus 1 to bus 2 on line 1 is the following
0.6586 | 0.6584 | 0.6584
The real power flow from bus 1 to bus 5 on line 2 is the following | The real power flow from bus 1 to bus 5 on line 2 is the following | The real power flow from bus 1 to bus 5 on line 2 is the following
0.5112 | 0.511 | 0.511
The real power flow from bus 2 to bus 1 on line 3 is the following | The real power flow from bus 2 to bus 1 on line 3 is the following | The real power flow from bus 2 to bus 1 on line 3 is the following
-0.6509 | -0.6507 | -0.6507
The real power flow from bus 2 to bus 3 on line 4 is the following | The real power flow from bus 2 to bus 3 on line 4 is the following | The real power flow from bus 2 to bus 3 on line 4 is the following
0.6586 | 0.6584 | 0.6584
The real power flow from bus 2 to bus 4 on line 5 is the following | The real power flow from bus 2 to bus 4 on line 5 is the following | The real power flow from bus 2 to bus 4 on line 5 is the following
0.5381 | 0.538 | 0.5379
The real power flow from bus 2 to bus 5 on line 6 is the following | The real power flow from bus 2 to bus 5 on line 6 is the following | The real power flow from bus 2 to bus 5 on line 6 is the following
0.4235 | 0.4234 | 0.4234
The real power flow from bus 3 to bus 2 on line 7 is the following | The real power flow from bus 3 to bus 2 on line 7 is the following | The real power flow from bus 3 to bus 2 on line 7 is the following
-0.6396 | -0.6394 | -0.6394
The real power flow from bus 3 to bus 4 on line 8 is the following | The real power flow from bus 3 to bus 4 on line 8 is the following | The real power flow from bus 3 to bus 4 on line 8 is the following
-0.1886 | -0.1885 | -0.1885
The real power flow from bus 4 to bus 2 on line 9 is the following | The real power flow from bus 4 to bus 2 on line 9 is the following | The real power flow from bus 4 to bus 2 on line 9 is the following
-0.5229 | -0.5227 | -0.5227
The real power flow from bus 4 to bus 3 on line 10 is the following | The real power flow from bus 4 to bus 3 on line 10 is the following | The real power flow from bus 4 to bus 3 on line 10 is the following
0.1909 | 0.1909 | 0.1909
The real power flow from bus 4 to bus 5 on line 11 is the following | The real power flow from bus 4 to bus 5 on line 11 is the following | The real power flow from bus 4 to bus 5 on line 11 is the following
-0.4842 | -0.484 | -0.484
The real power flow from bus 4 to bus 7 on line 12 is the following | The real power flow from bus 4 to bus 7 on line 12 is the following | The real power flow from bus 4 to bus 7 on line 12 is the following
0.2477 | 0.2476 | 0.2476
The real power flow from bus 4 to bus 9 on line 13 is the following | The real power flow from bus 4 to bus 9 on line 13 is the following | The real power flow from bus 4 to bus 9 on line 13 is the following
0.1422 | 0.1422 | 0.1422
The real power flow from bus 5 to bus 1 on line 14 is the following | The real power flow from bus 5 to bus 1 on line 14 is the following | The real power flow from bus 5 to bus 1 on line 14 is the following
-0.4983 | -0.4982 | -0.4982
The real power flow from bus 5 to bus 2 on line 15 is the following | The real power flow from bus 5 to bus 2 on line 15 is the following | The real power flow from bus 5 to bus 2 on line 15 is the following
-0.4141 | -0.4139 | -0.4139
The real power flow from bus 5 to bus 4 on line 16 is the following | The real power flow from bus 5 to bus 4 on line 16 is the following | The real power flow from bus 5 to bus 4 on line 16 is the following
0.4873 | 0.4872 | 0.4872
The real power flow from bus 5 to bus 6 on line 17 is the following | The real power flow from bus 5 to bus 6 on line 17 is the following | The real power flow from bus 5 to bus 6 on line 17 is the following
0.3342 | 0.3341 | 0.3341
The real power flow from bus 6 to bus 5 on line 18 is the following | The real power flow from bus 6 to bus 5 on line 18 is the following | The real power flow from bus 6 to bus 5 on line 18 is the following
-0.3342 | -0.3341 | -0.3341
The real power flow from bus 6 to bus 11 on line 19 is the following | The real power flow from bus 6 to bus 11 on line 19 is the following | The real power flow from bus 6 to bus 11 on line 19 is the following
0.0649 | 0.0649 | 0.0649
The real power flow from bus 6 to bus 12 on line 20 is the following | The real power flow from bus 6 to bus 12 on line 20 is the following | The real power flow from bus 6 to bus 12 on line 20 is the following
0.0601 | 0.0601 | 0.06
The real power flow from bus 6 to bus 13 on line 21 is the following | The real power flow from bus 6 to bus 13 on line 21 is the following | The real power flow from bus 6 to bus 13 on line 21 is the following
0.1455 | 0.1454 | 0.1454
The real power flow from bus 7 to bus 4 on line 22 is the following | The real power flow from bus 7 to bus 4 on line 22 is the following | The real power flow from bus 7 to bus 4 on line 22 is the following
-0.2477 | -0.2476 | -0.2476
The real power flow from bus 7 to bus 8 on line 23 is the following | The real power flow from bus 7 to bus 8 on line 23 is the following | The real power flow from bus 7 to bus 8 on line 23 is the following
7.3453e-05 | 7.3429e-05 | 7.3428e-05
The real power flow from bus 7 to bus 9 on line 24 is the following | The real power flow from bus 7 to bus 9 on line 24 is the following | The real power flow from bus 7 to bus 9 on line 24 is the following
0.2508 | 0.2507 | 0.2507
The real power flow from bus 8 to bus 7 on line 25 is the following | The real power flow from bus 8 to bus 7 on line 25 is the following | The real power flow from bus 8 to bus 7 on line 25 is the following
-7.3191e-05 | -7.3168e-05 | -7.3167e-05
The real power flow from bus 9 to bus 4 on line 26 is the following | The real power flow from bus 9 to bus 4 on line 26 is the following | The real power flow from bus 9 to bus 4 on line 26 is the following
-0.1422 | -0.1422 | -0.1422
The real power flow from bus 9 to bus 7 on line 27 is the following | The real power flow from bus 9 to bus 7 on line 27 is the following | The real power flow from bus 9 to bus 7 on line 27 is the following
-0.2508 | -0.2507 | -0.2507
The real power flow from bus 9 to bus 10 on line 28 is the following | The real power flow from bus 9 to bus 10 on line 28 is the following | The real power flow from bus 9 to bus 10 on line 28 is the following
0.047 | 0.047 | 0.047
The real power flow from bus 9 to bus 14 on line 29 is the following | The real power flow from bus 9 to bus 14 on line 29 is the following | The real power flow from bus 9 to bus 14 on line 29 is the following
0.0831 | 0.0831 | 0.0831
The real power flow from bus 10 to bus 9 on line 30 is the following | The real power flow from bus 10 to bus 9 on line 30 is the following | The real power flow from bus 10 to bus 9 on line 30 is the following
-0.0468 | -0.0468 | -0.0468
The real power flow from bus 10 to bus 11 on line 31 is the following | The real power flow from bus 10 to bus 11 on line 31 is the following | The real power flow from bus 10 to bus 11 on line 31 is the following
-0.0333 | -0.0333 | -0.0333
The real power flow from bus 11 to bus 6 on line 32 is the following | The real power flow from bus 11 to bus 6 on line 32 is the following | The real power flow from bus 11 to bus 6 on line 32 is the following
-0.0646 | -0.0645 | -0.0645
The real power flow from bus 11 to bus 10 on line 33 is the following | The real power flow from bus 11 to bus 10 on line 33 is the following | The real power flow from bus 11 to bus 10 on line 33 is the following
0.0334 | 0.0334 | 0.0334
The real power flow from bus 12 to bus 6 on line 34 is the following | The real power flow from bus 12 to bus 6 on line 34 is the following | The real power flow from bus 12 to bus 6 on line 34 is the following
-0.0596 | -0.0596 | -0.0596
The real power flow from bus 12 to bus 13 on line 35 is the following | The real power flow from bus 12 to bus 13 on line 35 is the following | The real power flow from bus 12 to bus 13 on line 35 is the following
0.0164 | 0.0164 | 0.0164
The real power flow from bus 13 to bus 6 on line 36 is the following | The real power flow from bus 13 to bus 6 on line 36 is the following | The real power flow from bus 13 to bus 6 on line 36 is the following
-0.144 | -0.144 | -0.144
The real power flow from bus 13 to bus 12 on line 37 is the following | The real power flow from bus 13 to bus 12 on line 37 is the following | The real power flow from bus 13 to bus 12 on line 37 is the following
-0.0164 | -0.0164 | -0.0164
The real power flow from bus 13 to bus 14 on line 38 is the following | The real power flow from bus 13 to bus 14 on line 38 is the following | The real power flow from bus 13 to bus 14 on line 38 is the following
0.0512 | 0.0512 | 0.0512
The real power flow from bus 14 to bus 9 on line 39 is the following | The real power flow from bus 14 to bus 9 on line 39 is the following | The real power flow from bus 14 to bus 9 on line 39 is the following
-0.082 | -0.082 | -0.082
The real power flow from bus 14 to bus 13 on line 40 is the following | The real power flow from bus 14 to bus 13 on line 40 is the following | The real power flow from bus 14 to bus 13 on line 40 is the following
-0.0508 | -0.0507 | -0.0507

## 74MW other
Status: Solved
Optimal value (cvx_optval): +52.6512
Lagrange Multiplier of line real power flow limit constraints
0.2935
0
0
5.9138
0
0
0
0
0
0
0
0
0
0
0
0
0
0
0
0
0
0
0
0
0
0
0
0
0
0
0
0
0
0
0
0
0
0
0
0
Lagrange Multiplier of lower real power limit constraints
0
0
40.6858
42.1125
42.6698
42.3754
41.839
41.283
41.9296
42.0844
42.0705
42.1134
42.1091
41.6269
Lagrange Multiplier of upper real power limit constraints
0
0
66.328
64.8968
64.8518
64.6516
64.588
64.032
64.655
64.8451
64.6594
64.7222
64.8372
64.7679
Lagrange Multiplier of lower reactive power limit constraints
0
0
0
50.4424
50.4202
0
50.5324
0.0044
50.5687
50.5127
50.4708
50.3692
50.3783
50.3919
Lagrange Multiplier of upper reactive power limit constraints
0
0
0
50.5922
50.6211
0
50.5279
0
50.4858
50.5142
50.5207
50.5629
50.6037
50.5851
Lagrange Multiplier of upper voltage limit constraints
1.1196
0
0
0
0
1.2624
0
0
0.3379
0
0
0
0
0
Lagrange Multiplier of lower voltage limit constraints
1.0e-008 *
0.2575
0.2676
0.3864
0.3494
0.3427
0.2576
0.2789
0.3017
0.2578
0.2715
0.2728
0.281
0.2905
0.3066
Number of Iterations
19
Solution Tolerance
2.34e-09
Optimal Dual Value
52.6512
The following are the eigenvalues of the network matrix
0
0
0
0
0.0709
0.0709
0.4375
0.4375
27.1437
27.1437
54.5319
54.5319
78.1797
78.1797
95.4439
95.4439
116.6236
116.6236
159.6972
159.6972
218.6899
218.6899
237.7646
237.7646
281.0558
281.0558
395.8932
395.8932
The following is the minimum eigenvalue of the network matrix
-1.2475e-09
The following are the eigenvalues of the dual matrix
0
0
0
0
0
0
0
0
0
0
0
0
0
0
0
0
0
0
0
0
0
0
0
0
0.0001
0.0001
8.5695
8.5696

## 75MW
These are the values corresponding to the 1 th eigenvector
Values corresponding to binding constraint at bus 1 | Values corresponding to binding constraint at bus 6 | Values corresponding to binding constraint at bus 9
These are the real and imaginary components of bus voltages | These are the real and imaginary components of bus voltages | These are the real and imaginary components of bus voltages
-1.06 | -1.0607 | -1.0607
-1.056 | -1.0567 | -1.0567
-1.0161 | -1.0168 | -1.0168
-1.0178 | -1.0184 | -1.0184
-1.0209 | -1.0215 | -1.0215
-1.0423 | -1.0429 | -1.043
-1.0353 | -1.036 | -1.036
-1.0265 | -1.0271 | -1.0271
-1.0391 | -1.0397 | -1.0397
-1.0319 | -1.0325 | -1.0325
-1.0327 | -1.0333 | -1.0333
-1.0286 | -1.0292 | -1.0292
-1.0239 | -1.0246 | -1.0246
-1.0135 | -1.0142 | -1.0142
0 | 0 | 0
0.0399 | 0.04 | 0.04
0.1621 | 0.1622 | 0.1622
0.1257 | 0.1258 | 0.1258
0.1044 | 0.1044 | 0.1044
0.1893 | 0.1894 | 0.1894
0.1785 | 0.1786 | 0.1786
0.177 | 0.1771 | 0.1771
0.2062 | 0.2063 | 0.2063
0.2064 | 0.2066 | 0.2066
0.199 | 0.1991 | 0.1991
0.1992 | 0.1993 | 0.1993
0.2005 | 0.2006 | 0.2006
0.2164 | 0.2166 | 0.2166
These are the bus voltage magnitudes | These are the bus voltage magnitudes | These are the bus voltage magnitudes
1.06 | 1.0607 | 1.0607
1.0568 | 1.0574 | 1.0574
1.029 | 1.0296 | 1.0296
1.0255 | 1.0261 | 1.0262
1.0262 | 1.0269 | 1.0269
1.0593 | 1.06 | 1.06
1.0506 | 1.0513 | 1.0513
1.0416 | 1.0423 | 1.0423
1.0593 | 1.06 | 1.06
1.0523 | 1.053 | 1.053
1.0517 | 1.0523 | 1.0523
1.0477 | 1.0483 | 1.0484
1.0434 | 1.044 | 1.044
1.0364 | 1.037 | 1.037
Real Power Injection | Real Power Injection | Real Power Injection
1.1781 0.9489 -0.8384 -0.4257 -0.0670 -0.1006 0.0025 -0.0001 -0.2650 -0.0800 -0.0311 -0.0542 -0.1200 -0.1324 | 1.1796 0.9501 -0.8394 -0.4262 -0.0671 -0.1007 0.0025 -0.0001 -0.2653 -0.0801 -0.0312 -0.0543 -0.1201 -0.1326 | 1.1796 0.9501 -0.8395 -0.4262 -0.0671 -0.1007 0.0025 -0.0001 -0.2653 -0.0801 -0.0312 -0.0543 -0.1202 -0.1326
Reactive Power Injection | Reactive Power Injection | Reactive Power Injection
-0.1307 0.2062 0.1135 0.0318 -0.0123 -0.0716 -0.0098 -0.0533 -0.0035 -0.0515 -0.0160 -0.0142 -0.0516 -0.0444 | -0.1309 0.2065 0.1137 0.0319 -0.0123 -0.0717 -0.0099 -0.0534 -0.0035 -0.0516 -0.0160 -0.0142 -0.0516 -0.0445 | -0.1309 0.2065 0.1137 0.0319 -0.0123 -0.0717 -0.0099 -0.0534 -0.0035 -0.0516 -0.0160 -0.0142 -0.0516 -0.0445
Generation Cost | Generation Cost | Generation Cost
47.2795 | 47.3342 | 47.3348
Generation at Bus 1 | Generation at Bus 1 | Generation at Bus 1
1.1781 | 1.1796 | 1.1796
Generation at Bus 2 | Generation at Bus 2 | Generation at Bus 2
1.1659 | 1.1671 | 1.1671
Real Power LMP | Real Power LMP | Real Power LMP
20.1014 | 20.1015 | 20.1015
20.583 | 20.5836 | 20.5836
22.0709 | 22.0709 | 22.0709
21.6862 | 21.6862 | 21.6862
21.4076 | 21.4076 | 21.4076
21.4005 | 21.4005 | 21.4005
21.7012 | 21.7012 | 21.7012
21.7012 | 21.7012 | 21.7012
21.7058 | 21.7058 | 21.7058
21.7615 | 21.7615 | 21.7615
21.6475 | 21.6475 | 21.6475
21.7107 | 21.7107 | 21.7107
21.8163 | 21.8163 | 21.8163
22.1507 | 22.1507 | 22.1507
Reactive Power LMP | Reactive Power LMP | Reactive Power LMP
0 | 0 | 0
0 | 0 | 0
0 | 0 | 0
0.0856 | 0.0856 | 0.0856
0.1423 | 0.1423 | 0.1423
0 | 0 | 0
-0.01 | -0.01 | -0.01
-0.01 | -0.01 | -0.01
-0.0602 | -0.0602 | -0.0602
0.0183 | 0.0183 | 0.0183
0.0571 | 0.0571 | 0.0571
0.1857 | 0.1857 | 0.1857
0.2195 | 0.2195 | 0.2195
0.1981 | 0.1981 | 0.1981
The real power flow from bus 1 to bus 2 on line 1 is the following | The real power flow from bus 1 to bus 2 on line 1 is the following | The real power flow from bus 1 to bus 2 on line 1 is the following
0.6675 | 0.6683 | 0.6683
The real power flow from bus 1 to bus 5 on line 2 is the following | The real power flow from bus 1 to bus 5 on line 2 is the following | The real power flow from bus 1 to bus 5 on line 2 is the following
0.5111 | 0.5117 | 0.5117
The real power flow from bus 2 to bus 1 on line 3 is the following | The real power flow from bus 2 to bus 1 on line 3 is the following | The real power flow from bus 2 to bus 1 on line 3 is the following
-0.6594 | -0.6603 | -0.6603
The real power flow from bus 2 to bus 3 on line 4 is the following | The real power flow from bus 2 to bus 3 on line 4 is the following | The real power flow from bus 2 to bus 3 on line 4 is the following
0.6665 | 0.6673 | 0.6673
The real power flow from bus 2 to bus 4 on line 5 is the following | The real power flow from bus 2 to bus 4 on line 5 is the following | The real power flow from bus 2 to bus 4 on line 5 is the following
0.5334 | 0.5341 | 0.5341
The real power flow from bus 2 to bus 5 on line 6 is the following | The real power flow from bus 2 to bus 5 on line 6 is the following | The real power flow from bus 2 to bus 5 on line 6 is the following
0.4194 | 0.4199 | 0.4199
The real power flow from bus 3 to bus 2 on line 7 is the following | The real power flow from bus 3 to bus 2 on line 7 is the following | The real power flow from bus 3 to bus 2 on line 7 is the following
-0.6477 | -0.6486 | -0.6486
The real power flow from bus 3 to bus 4 on line 8 is the following | The real power flow from bus 3 to bus 4 on line 8 is the following | The real power flow from bus 3 to bus 4 on line 8 is the following
-0.1802 | -0.1804 | -0.1804
The real power flow from bus 4 to bus 2 on line 9 is the following | The real power flow from bus 4 to bus 2 on line 9 is the following | The real power flow from bus 4 to bus 2 on line 9 is the following
-0.5185 | -0.5192 | -0.5192
The real power flow from bus 4 to bus 3 on line 10 is the following | The real power flow from bus 4 to bus 3 on line 10 is the following | The real power flow from bus 4 to bus 3 on line 10 is the following
0.1828 | 0.183 | 0.183
The real power flow from bus 4 to bus 5 on line 11 is the following | The real power flow from bus 4 to bus 5 on line 11 is the following | The real power flow from bus 4 to bus 5 on line 11 is the following
-0.4802 | -0.4808 | -0.4808
The real power flow from bus 4 to bus 7 on line 12 is the following | The real power flow from bus 4 to bus 7 on line 12 is the following | The real power flow from bus 4 to bus 7 on line 12 is the following
0.2465 | 0.2468 | 0.2468
The real power flow from bus 4 to bus 9 on line 13 is the following | The real power flow from bus 4 to bus 9 on line 13 is the following | The real power flow from bus 4 to bus 9 on line 13 is the following
0.1425 | 0.1427 | 0.1427
The real power flow from bus 5 to bus 1 on line 14 is the following | The real power flow from bus 5 to bus 1 on line 14 is the following | The real power flow from bus 5 to bus 1 on line 14 is the following
-0.4983 | -0.499 | -0.499
The real power flow from bus 5 to bus 2 on line 15 is the following | The real power flow from bus 5 to bus 2 on line 15 is the following | The real power flow from bus 5 to bus 2 on line 15 is the following
-0.4102 | -0.4107 | -0.4107
The real power flow from bus 5 to bus 4 on line 16 is the following | The real power flow from bus 5 to bus 4 on line 16 is the following | The real power flow from bus 5 to bus 4 on line 16 is the following
0.4834 | 0.484 | 0.484
The real power flow from bus 5 to bus 6 on line 17 is the following | The real power flow from bus 5 to bus 6 on line 17 is the following | The real power flow from bus 5 to bus 6 on line 17 is the following
0.3349 | 0.3354 | 0.3354
The real power flow from bus 6 to bus 5 on line 18 is the following | The real power flow from bus 6 to bus 5 on line 18 is the following | The real power flow from bus 6 to bus 5 on line 18 is the following
-0.3349 | -0.3353 | -0.3353
The real power flow from bus 6 to bus 11 on line 19 is the following | The real power flow from bus 6 to bus 11 on line 19 is the following | The real power flow from bus 6 to bus 11 on line 19 is the following
0.0649 | 0.065 | 0.065
The real power flow from bus 6 to bus 12 on line 20 is the following | The real power flow from bus 6 to bus 12 on line 20 is the following | The real power flow from bus 6 to bus 12 on line 20 is the following
0.06 | 0.0601 | 0.0601
The real power flow from bus 6 to bus 13 on line 21 is the following | The real power flow from bus 6 to bus 13 on line 21 is the following | The real power flow from bus 6 to bus 13 on line 21 is the following
0.1453 | 0.1455 | 0.1455
The real power flow from bus 7 to bus 4 on line 22 is the following | The real power flow from bus 7 to bus 4 on line 22 is the following | The real power flow from bus 7 to bus 4 on line 22 is the following
-0.2464 | -0.2468 | -0.2468
The real power flow from bus 7 to bus 8 on line 23 is the following | The real power flow from bus 7 to bus 8 on line 23 is the following | The real power flow from bus 7 to bus 8 on line 23 is the following
7.7741e-05 | 7.784e-05 | 7.7841e-05
The real power flow from bus 7 to bus 9 on line 24 is the following | The real power flow from bus 7 to bus 9 on line 24 is the following | The real power flow from bus 7 to bus 9 on line 24 is the following
0.2545 | 0.2548 | 0.2548
The real power flow from bus 8 to bus 7 on line 25 is the following | The real power flow from bus 8 to bus 7 on line 25 is the following | The real power flow from bus 8 to bus 7 on line 25 is the following
-7.7481e-05 | -7.7579e-05 | -7.758e-05
The real power flow from bus 9 to bus 4 on line 26 is the following | The real power flow from bus 9 to bus 4 on line 26 is the following | The real power flow from bus 9 to bus 4 on line 26 is the following
-0.1425 | -0.1427 | -0.1427
The real power flow from bus 9 to bus 7 on line 27 is the following | The real power flow from bus 9 to bus 7 on line 27 is the following | The real power flow from bus 9 to bus 7 on line 27 is the following
-0.2545 | -0.2548 | -0.2548
The real power flow from bus 9 to bus 10 on line 28 is the following | The real power flow from bus 9 to bus 10 on line 28 is the following | The real power flow from bus 9 to bus 10 on line 28 is the following
0.0469 | 0.047 | 0.047
The real power flow from bus 9 to bus 14 on line 29 is the following | The real power flow from bus 9 to bus 14 on line 29 is the following | The real power flow from bus 9 to bus 14 on line 29 is the following
0.0829 | 0.083 | 0.0831
The real power flow from bus 10 to bus 9 on line 30 is the following | The real power flow from bus 10 to bus 9 on line 30 is the following | The real power flow from bus 10 to bus 9 on line 30 is the following
-0.0467 | -0.0468 | -0.0468
The real power flow from bus 10 to bus 11 on line 31 is the following | The real power flow from bus 10 to bus 11 on line 31 is the following | The real power flow from bus 10 to bus 11 on line 31 is the following
-0.0333 | -0.0334 | -0.0334
The real power flow from bus 11 to bus 6 on line 32 is the following | The real power flow from bus 11 to bus 6 on line 32 is the following | The real power flow from bus 11 to bus 6 on line 32 is the following
-0.0645 | -0.0646 | -0.0646
The real power flow from bus 11 to bus 10 on line 33 is the following | The real power flow from bus 11 to bus 10 on line 33 is the following | The real power flow from bus 11 to bus 10 on line 33 is the following
0.0334 | 0.0335 | 0.0335
The real power flow from bus 12 to bus 6 on line 34 is the following | The real power flow from bus 12 to bus 6 on line 34 is the following | The real power flow from bus 12 to bus 6 on line 34 is the following
-0.0595 | -0.0596 | -0.0596
The real power flow from bus 12 to bus 13 on line 35 is the following | The real power flow from bus 12 to bus 13 on line 35 is the following | The real power flow from bus 12 to bus 13 on line 35 is the following
0.0164 | 0.0164 | 0.0164
The real power flow from bus 13 to bus 6 on line 36 is the following | The real power flow from bus 13 to bus 6 on line 36 is the following | The real power flow from bus 13 to bus 6 on line 36 is the following
-0.1439 | -0.144 | -0.144
The real power flow from bus 13 to bus 12 on line 37 is the following | The real power flow from bus 13 to bus 12 on line 37 is the following | The real power flow from bus 13 to bus 12 on line 37 is the following
-0.0163 | -0.0164 | -0.0164
The real power flow from bus 13 to bus 14 on line 38 is the following | The real power flow from bus 13 to bus 14 on line 38 is the following | The real power flow from bus 13 to bus 14 on line 38 is the following
0.0511 | 0.0512 | 0.0512
The real power flow from bus 14 to bus 9 on line 39 is the following | The real power flow from bus 14 to bus 9 on line 39 is the following | The real power flow from bus 14 to bus 9 on line 39 is the following
-0.0819 | -0.082 | -0.082
The real power flow from bus 14 to bus 13 on line 40 is the following | The real power flow from bus 14 to bus 13 on line 40 is the following | The real power flow from bus 14 to bus 13 on line 40 is the following
-0.0507 | -0.0508 | -0.0508
These are the values corresponding to the 2 th eigenvector
Values corresponding to binding constraint at bus 1 | Values corresponding to binding constraint at bus 6 | Values corresponding to binding constraint at bus 9
These are the real and imaginary components of bus voltages | These are the real and imaginary components of bus voltages | These are the real and imaginary components of bus voltages
-1.06 | -1.0607 | -1.0607
-1.056 | -1.0567 | -1.0567
-1.0161 | -1.0168 | -1.0168
-1.0178 | -1.0184 | -1.0184
-1.0209 | -1.0215 | -1.0215
-1.0423 | -1.0429 | -1.043
-1.0353 | -1.036 | -1.036
-1.0265 | -1.0271 | -1.0271
-1.0391 | -1.0397 | -1.0397
-1.0319 | -1.0325 | -1.0325
-1.0327 | -1.0333 | -1.0333
-1.0286 | -1.0292 | -1.0292
-1.0239 | -1.0246 | -1.0246
-1.0135 | -1.0142 | -1.0142
0 | 0 | 0
0.0399 | 0.04 | 0.04
0.1621 | 0.1622 | 0.1622
0.1257 | 0.1258 | 0.1258
0.1044 | 0.1044 | 0.1044
0.1893 | 0.1894 | 0.1894
0.1785 | 0.1786 | 0.1786
0.177 | 0.1771 | 0.1771
0.2062 | 0.2063 | 0.2063
0.2064 | 0.2066 | 0.2066
0.199 | 0.1991 | 0.1991
0.1992 | 0.1993 | 0.1993
0.2005 | 0.2006 | 0.2006
0.2164 | 0.2166 | 0.2166
These are the bus voltage magnitudes | These are the bus voltage magnitudes | These are the bus voltage magnitudes
1.06 | 1.0607 | 1.0607
1.0568 | 1.0574 | 1.0574
1.029 | 1.0296 | 1.0296
1.0255 | 1.0261 | 1.0262
1.0262 | 1.0269 | 1.0269
1.0593 | 1.06 | 1.06
1.0506 | 1.0513 | 1.0513
1.0416 | 1.0423 | 1.0423
1.0593 | 1.06 | 1.06
1.0523 | 1.053 | 1.053
1.0517 | 1.0523 | 1.0523
1.0477 | 1.0483 | 1.0484
1.0434 | 1.044 | 1.044
1.0364 | 1.037 | 1.037
Real Power Injection | Real Power Injection | Real Power Injection
1.1781 0.9489 -0.8384 -0.4257 -0.0670 -0.1006 0.0025 -0.0001 -0.2650 -0.0800 -0.0311 -0.0542 -0.1200 -0.1324 | 1.1796 0.9501 -0.8394 -0.4262 -0.0671 -0.1007 0.0025 -0.0001 -0.2653 -0.0801 -0.0312 -0.0543 -0.1201 -0.1326 | 1.1796 0.9501 -0.8395 -0.4262 -0.0671 -0.1007 0.0025 -0.0001 -0.2653 -0.0801 -0.0312 -0.0543 -0.1202 -0.1326
Reactive Power Injection | Reactive Power Injection | Reactive Power Injection
-0.1307 0.2062 0.1135 0.0318 -0.0123 -0.0716 -0.0098 -0.0533 -0.0035 -0.0515 -0.0160 -0.0142 -0.0516 -0.0444 | -0.1309 0.2065 0.1137 0.0319 -0.0123 -0.0717 -0.0099 -0.0534 -0.0035 -0.0516 -0.0160 -0.0142 -0.0516 -0.0445 | -0.1309 0.2065 0.1137 0.0319 -0.0123 -0.0717 -0.0099 -0.0534 -0.0035 -0.0516 -0.0160 -0.0142 -0.0516 -0.0445
Generation Cost | Generation Cost | Generation Cost
47.2795 | 47.3342 | 47.3348
Generation at Bus 1 | Generation at Bus 1 | Generation at Bus 1
1.1781 | 1.1796 | 1.1796
Generation at Bus 2 | Generation at Bus 2 | Generation at Bus 2
1.1659 | 1.1671 | 1.1671
Real Power LMP | Real Power LMP | Real Power LMP
20.1014 | 20.1015 | 20.1015
20.583 | 20.5836 | 20.5836
22.0709 | 22.0709 | 22.0709
21.6862 | 21.6862 | 21.6862
21.4076 | 21.4076 | 21.4076
21.4005 | 21.4005 | 21.4005
21.7012 | 21.7012 | 21.7012
21.7012 | 21.7012 | 21.7012
21.7058 | 21.7058 | 21.7058
21.7615 | 21.7615 | 21.7615
21.6475 | 21.6475 | 21.6475
21.7107 | 21.7107 | 21.7107
21.8163 | 21.8163 | 21.8163
22.1507 | 22.1507 | 22.1507
Reactive Power LMP | Reactive Power LMP | Reactive Power LMP
0 | 0 | 0
0 | 0 | 0
0 | 0 | 0
0.0856 | 0.0856 | 0.0856
0.1423 | 0.1423 | 0.1423
0 | 0 | 0
-0.01 | -0.01 | -0.01
-0.01 | -0.01 | -0.01
-0.0602 | -0.0602 | -0.0602
0.0183 | 0.0183 | 0.0183
0.0571 | 0.0571 | 0.0571
0.1857 | 0.1857 | 0.1857
0.2195 | 0.2195 | 0.2195
0.1981 | 0.1981 | 0.1981
The real power flow from bus 1 to bus 2 on line 1 is the following | The real power flow from bus 1 to bus 2 on line 1 is the following | The real power flow from bus 1 to bus 2 on line 1 is the following
0.6675 | 0.6683 | 0.6683
The real power flow from bus 1 to bus 5 on line 2 is the following | The real power flow from bus 1 to bus 5 on line 2 is the following | The real power flow from bus 1 to bus 5 on line 2 is the following
0.5111 | 0.5117 | 0.5117
The real power flow from bus 2 to bus 1 on line 3 is the following | The real power flow from bus 2 to bus 1 on line 3 is the following | The real power flow from bus 2 to bus 1 on line 3 is the following
-0.6594 | -0.6603 | -0.6603
The real power flow from bus 2 to bus 3 on line 4 is the following | The real power flow from bus 2 to bus 3 on line 4 is the following | The real power flow from bus 2 to bus 3 on line 4 is the following
0.6665 | 0.6673 | 0.6673
The real power flow from bus 2 to bus 4 on line 5 is the following | The real power flow from bus 2 to bus 4 on line 5 is the following | The real power flow from bus 2 to bus 4 on line 5 is the following
0.5334 | 0.5341 | 0.5341
The real power flow from bus 2 to bus 5 on line 6 is the following | The real power flow from bus 2 to bus 5 on line 6 is the following | The real power flow from bus 2 to bus 5 on line 6 is the following
0.4194 | 0.4199 | 0.4199
The real power flow from bus 3 to bus 2 on line 7 is the following | The real power flow from bus 3 to bus 2 on line 7 is the following | The real power flow from bus 3 to bus 2 on line 7 is the following
-0.6477 | -0.6486 | -0.6486
The real power flow from bus 3 to bus 4 on line 8 is the following | The real power flow from bus 3 to bus 4 on line 8 is the following | The real power flow from bus 3 to bus 4 on line 8 is the following
-0.1802 | -0.1804 | -0.1804
The real power flow from bus 4 to bus 2 on line 9 is the following | The real power flow from bus 4 to bus 2 on line 9 is the following | The real power flow from bus 4 to bus 2 on line 9 is the following
-0.5185 | -0.5192 | -0.5192
The real power flow from bus 4 to bus 3 on line 10 is the following | The real power flow from bus 4 to bus 3 on line 10 is the following | The real power flow from bus 4 to bus 3 on line 10 is the following
0.1828 | 0.183 | 0.183
The real power flow from bus 4 to bus 5 on line 11 is the following | The real power flow from bus 4 to bus 5 on line 11 is the following | The real power flow from bus 4 to bus 5 on line 11 is the following
-0.4802 | -0.4808 | -0.4808
The real power flow from bus 4 to bus 7 on line 12 is the following | The real power flow from bus 4 to bus 7 on line 12 is the following | The real power flow from bus 4 to bus 7 on line 12 is the following
0.2465 | 0.2468 | 0.2468
The real power flow from bus 4 to bus 9 on line 13 is the following | The real power flow from bus 4 to bus 9 on line 13 is the following | The real power flow from bus 4 to bus 9 on line 13 is the following
0.1425 | 0.1427 | 0.1427
The real power flow from bus 5 to bus 1 on line 14 is the following | The real power flow from bus 5 to bus 1 on line 14 is the following | The real power flow from bus 5 to bus 1 on line 14 is the following
-0.4983 | -0.499 | -0.499
The real power flow from bus 5 to bus 2 on line 15 is the following | The real power flow from bus 5 to bus 2 on line 15 is the following | The real power flow from bus 5 to bus 2 on line 15 is the following
-0.4102 | -0.4107 | -0.4107
The real power flow from bus 5 to bus 4 on line 16 is the following | The real power flow from bus 5 to bus 4 on line 16 is the following | The real power flow from bus 5 to bus 4 on line 16 is the following
0.4834 | 0.484 | 0.484
The real power flow from bus 5 to bus 6 on line 17 is the following | The real power flow from bus 5 to bus 6 on line 17 is the following | The real power flow from bus 5 to bus 6 on line 17 is the following
0.3349 | 0.3354 | 0.3354
The real power flow from bus 6 to bus 5 on line 18 is the following | The real power flow from bus 6 to bus 5 on line 18 is the following | The real power flow from bus 6 to bus 5 on line 18 is the following
-0.3349 | -0.3353 | -0.3353
The real power flow from bus 6 to bus 11 on line 19 is the following | The real power flow from bus 6 to bus 11 on line 19 is the following | The real power flow from bus 6 to bus 11 on line 19 is the following
0.0649 | 0.065 | 0.065
The real power flow from bus 6 to bus 12 on line 20 is the following | The real power flow from bus 6 to bus 12 on line 20 is the following | The real power flow from bus 6 to bus 12 on line 20 is the following
0.06 | 0.0601 | 0.0601
The real power flow from bus 6 to bus 13 on line 21 is the following | The real power flow from bus 6 to bus 13 on line 21 is the following | The real power flow from bus 6 to bus 13 on line 21 is the following
0.1453 | 0.1455 | 0.1455
The real power flow from bus 7 to bus 4 on line 22 is the following | The real power flow from bus 7 to bus 4 on line 22 is the following | The real power flow from bus 7 to bus 4 on line 22 is the following
-0.2464 | -0.2468 | -0.2468
The real power flow from bus 7 to bus 8 on line 23 is the following | The real power flow from bus 7 to bus 8 on line 23 is the following | The real power flow from bus 7 to bus 8 on line 23 is the following
7.7741e-05 | 7.784e-05 | 7.7841e-05
The real power flow from bus 7 to bus 9 on line 24 is the following | The real power flow from bus 7 to bus 9 on line 24 is the following | The real power flow from bus 7 to bus 9 on line 24 is the following
0.2545 | 0.2548 | 0.2548
The real power flow from bus 8 to bus 7 on line 25 is the following | The real power flow from bus 8 to bus 7 on line 25 is the following | The real power flow from bus 8 to bus 7 on line 25 is the following
-7.7481e-05 | -7.7579e-05 | -7.758e-05
The real power flow from bus 9 to bus 4 on line 26 is the following | The real power flow from bus 9 to bus 4 on line 26 is the following | The real power flow from bus 9 to bus 4 on line 26 is the following
-0.1425 | -0.1427 | -0.1427
The real power flow from bus 9 to bus 7 on line 27 is the following | The real power flow from bus 9 to bus 7 on line 27 is the following | The real power flow from bus 9 to bus 7 on line 27 is the following
-0.2545 | -0.2548 | -0.2548
The real power flow from bus 9 to bus 10 on line 28 is the following | The real power flow from bus 9 to bus 10 on line 28 is the following | The real power flow from bus 9 to bus 10 on line 28 is the following
0.0469 | 0.047 | 0.047
The real power flow from bus 9 to bus 14 on line 29 is the following | The real power flow from bus 9 to bus 14 on line 29 is the following | The real power flow from bus 9 to bus 14 on line 29 is the following
0.0829 | 0.083 | 0.0831
The real power flow from bus 10 to bus 9 on line 30 is the following | The real power flow from bus 10 to bus 9 on line 30 is the following | The real power flow from bus 10 to bus 9 on line 30 is the following
-0.0467 | -0.0468 | -0.0468
The real power flow from bus 10 to bus 11 on line 31 is the following | The real power flow from bus 10 to bus 11 on line 31 is the following | The real power flow from bus 10 to bus 11 on line 31 is the following
-0.0333 | -0.0334 | -0.0334
The real power flow from bus 11 to bus 6 on line 32 is the following | The real power flow from bus 11 to bus 6 on line 32 is the following | The real power flow from bus 11 to bus 6 on line 32 is the following
-0.0645 | -0.0646 | -0.0646
The real power flow from bus 11 to bus 10 on line 33 is the following | The real power flow from bus 11 to bus 10 on line 33 is the following | The real power flow from bus 11 to bus 10 on line 33 is the following
0.0334 | 0.0335 | 0.0335
The real power flow from bus 12 to bus 6 on line 34 is the following | The real power flow from bus 12 to bus 6 on line 34 is the following | The real power flow from bus 12 to bus 6 on line 34 is the following
-0.0595 | -0.0596 | -0.0596
The real power flow from bus 12 to bus 13 on line 35 is the following | The real power flow from bus 12 to bus 13 on line 35 is the following | The real power flow from bus 12 to bus 13 on line 35 is the following
0.0164 | 0.0164 | 0.0164
The real power flow from bus 13 to bus 6 on line 36 is the following | The real power flow from bus 13 to bus 6 on line 36 is the following | The real power flow from bus 13 to bus 6 on line 36 is the following
-0.1439 | -0.144 | -0.144
The real power flow from bus 13 to bus 12 on line 37 is the following | The real power flow from bus 13 to bus 12 on line 37 is the following | The real power flow from bus 13 to bus 12 on line 37 is the following
-0.0163 | -0.0164 | -0.0164
The real power flow from bus 13 to bus 14 on line 38 is the following | The real power flow from bus 13 to bus 14 on line 38 is the following | The real power flow from bus 13 to bus 14 on line 38 is the following
0.0511 | 0.0512 | 0.0512
The real power flow from bus 14 to bus 9 on line 39 is the following | The real power flow from bus 14 to bus 9 on line 39 is the following | The real power flow from bus 14 to bus 9 on line 39 is the following
-0.0819 | -0.082 | -0.082
The real power flow from bus 14 to bus 13 on line 40 is the following | The real power flow from bus 14 to bus 13 on line 40 is the following | The real power flow from bus 14 to bus 13 on line 40 is the following
-0.0507 | -0.0508 | -0.0508

## 75MW other
Status: Solved
Optimal value (cvx_optval): +52.6252
Lagrange Multiplier of line real power flow limit constraints
0.078
0
0
0
0
0
0
0
0
0
0
0
0
0
0
0
0
0
0
0
0
0
0
0
0
0
0
0
0
0
0
0
0
0
0
0
0
0
0
0
Lagrange Multiplier of lower real power limit constraints
0
0
38.3394
39.0259
39.4613
39.2086
38.6886
38.5727
38.827
38.9644
38.8676
38.8941
38.96
38.4593
Lagrange Multiplier of upper real power limit constraints
0
0
60.4103
60.712
60.8689
60.6091
60.3898
60.2739
60.5328
60.7259
60.5151
60.6049
60.7763
60.61
Lagrange Multiplier of lower reactive power limit constraints
0
0
0
46.945
46.9195
0
46.9371
0.01
47.0254
46.9734
46.8666
46.7744
46.8511
46.7891
Lagrange Multiplier of upper reactive power limit constraints
0
0
0
47.0306
47.0618
0
46.9271
0
46.9653
46.9917
46.9237
46.9601
47.0707
46.9872
Lagrange Multiplier of upper voltage limit constraints
1.2986
0
0
0
0
1.032
0
0
0.2088
0
0
0
0
0
Lagrange Multiplier of lower voltage limit constraints
1.0e-008 *
0.421
0.432
0.5297
0.5424
0.5389
0.4234
0.4648
0.4896
0.4283
0.4462
0.4467
0.4578
0.4724
0.5003
Number of Iterations
17
Solution Tolerance
4.8503e-09
Optimal Dual Value
52.6252
The following are the eigenvalues of the network matrix
0
0
0
0
0.0204
0.0204
0.2486
0.2486
26.03
26.03
52.2765
52.2765
70.9436
70.9436
91.5281
91.5281
108.7448
108.7448
153.2759
153.2759
209.6191
209.6191
228.113
228.113
274.4304
274.4304
375.3835
375.3835
The following is the minimum eigenvalue of the network matrix
-1.5767e-09
The following are the eigenvalues of the dual matrix
0
0
0
0
0
0
0
0
0
0
0
0
0
0
0
0
0
0
0
0
0
0
0
0
0.0031
0.0031
8.6037
8.6037