## 100MW
These are the values corresponding to the 1 th eigenvector
Values corresponding to binding constraint at bus 1 | Values corresponding to binding constraint at bus 6 | Values corresponding to binding constraint at bus 8 | Values corresponding to binding constraint at bus 9
These are the real and imaginary components of bus voltages | These are the real and imaginary components of bus voltages | These are the real and imaginary components of bus voltages | These are the real and imaginary components of bus voltages
-1.06 | -1.0675 | -1.0533 | -1.0676
-1.0558 | -1.0632 | -1.0491 | -1.0633
-1.0162 | -1.0234 | -1.0098 | -1.0235
-1.0182 | -1.0254 | -1.0118 | -1.0255
-1.0211 | -1.0284 | -1.0147 | -1.0285
-1.0356 | -1.043 | -1.0291 | -1.0431
-1.0435 | -1.0509 | -1.0369 | -1.051
-1.0496 | -1.057 | -1.043 | -1.0571
-1.0323 | -1.0396 | -1.0258 | -1.0397
-1.0252 | -1.0325 | -1.0187 | -1.0325
-1.026 | -1.0333 | -1.0196 | -1.0334
-1.022 | -1.0293 | -1.0156 | -1.0293
-1.0174 | -1.0246 | -1.0109 | -1.0247
-1.007 | -1.0141 | -1.0006 | -1.0142
0 | 0 | 0 | 0
0.0427 | 0.043 | 0.0424 | 0.043
0.1647 | 0.1658 | 0.1636 | 0.1658
0.1283 | 0.1292 | 0.1275 | 0.1293
0.1067 | 0.1075 | 0.1061 | 0.1075
0.1879 | 0.1892 | 0.1867 | 0.1892
0.1894 | 0.1908 | 0.1882 | 0.1908
0.1905 | 0.1919 | 0.1893 | 0.1919
0.205 | 0.2064 | 0.2037 | 0.2064
0.2052 | 0.2066 | 0.2039 | 0.2066
0.1976 | 0.199 | 0.1964 | 0.1991
0.1977 | 0.1991 | 0.1965 | 0.1992
0.1991 | 0.2005 | 0.1978 | 0.2005
0.215 | 0.2166 | 0.2137 | 0.2166
These are the bus voltage magnitudes | These are the bus voltage magnitudes | These are the bus voltage magnitudes | These are the bus voltage magnitudes
1.06 | 1.0675 | 1.0533 | 1.0676
1.0566 | 1.0641 | 1.05 | 1.0642
1.0294 | 1.0368 | 1.023 | 1.0368
1.0263 | 1.0336 | 1.0198 | 1.0336
1.0267 | 1.034 | 1.0203 | 1.0341
1.0525 | 1.06 | 1.0459 | 1.0601
1.0606 | 1.0681 | 1.0539 | 1.0682
1.0667 | 1.0743 | 1.06 | 1.0744
1.0524 | 1.0599 | 1.0458 | 1.06
1.0455 | 1.0529 | 1.0389 | 1.053
1.0449 | 1.0523 | 1.0383 | 1.0524
1.041 | 1.0483 | 1.0344 | 1.0484
1.0366 | 1.044 | 1.0301 | 1.0441
1.0297 | 1.037 | 1.0232 | 1.0371
Real Power Injection | Real Power Injection | Real Power Injection | Real Power Injection
1.2334 0.8994 -0.8384 -0.3983 -0.0809 -0.0899 -0.1219 0.0000 -0.1699 -0.0790 -0.0307 -0.0535 -0.1185 -0.1307 | 1.2510 0.9122 -0.8503 -0.4040 -0.0820 -0.0912 -0.1237 0.0000 -0.1723 -0.0801 -0.0312 -0.0543 -0.1201 -0.1326 | 1.2180 0.8881 -0.8279 -0.3933 -0.0799 -0.0888 -0.1204 0.0000 -0.1678 -0.0780 -0.0303 -0.0529 -0.1170 -0.1291 | 1.2512 0.9123 -0.8505 -0.4040 -0.0820 -0.0912 -0.1237 0.0000 -0.1723 -0.0801 -0.0312 -0.0543 -0.1202 -0.1326
Reactive Power Injection | Reactive Power Injection | Reactive Power Injection | Reactive Power Injection
-0.1447 0.2087 0.1149 0.0048 0.0132 -0.1070 0.1043 0.0373 -0.1879 -0.0509 -0.0158 -0.0141 -0.0509 -0.0439 | -0.1467 0.2117 0.1166 0.0049 0.0134 -0.1085 0.1058 0.0379 -0.1906 -0.0516 -0.0160 -0.0143 -0.0516 -0.0445 | -0.1429 0.2061 0.1135 0.0048 0.0130 -0.1057 0.1030 0.0369 -0.1855 -0.0502 -0.0156 -0.0139 -0.0502 -0.0433 | -0.1468 0.2117 0.1166 0.0049 0.0134 -0.1085 0.1058 0.0379 -0.1906 -0.0516 -0.0160 -0.0143 -0.0516 -0.0445
Generation Cost | Generation Cost | Generation Cost | Generation Cost
47.3727 | 47.9893 | 46.8296 | 47.9964
Generation at Bus 1 | Generation at Bus 1 | Generation at Bus 1 | Generation at Bus 1
1.2334 | 1.251 | 1.218 | 1.2512
Generation at Bus 2 | Generation at Bus 2 | Generation at Bus 2 | Generation at Bus 2
1.1164 | 1.1292 | 1.1051 | 1.1293
Real Power LMP | Real Power LMP | Real Power LMP | Real Power LMP
20.1061 | 20.1077 | 20.1048 | 20.1077
20.5582 | 20.5646 | 20.5525 | 20.5647
22.047 | 22.047 | 22.047 | 22.047
21.6683 | 21.6683 | 21.6683 | 21.6683
21.3908 | 21.3908 | 21.3908 | 21.3908
21.3773 | 21.3773 | 21.3773 | 21.3773
21.6862 | 21.6862 | 21.6862 | 21.6862
21.6862 | 21.6862 | 21.6862 | 21.6862
21.6925 | 21.6925 | 21.6925 | 21.6925
21.747 | 21.747 | 21.747 | 21.747
21.6289 | 21.6289 | 21.6289 | 21.6289
21.6876 | 21.6876 | 21.6876 | 21.6876
21.7945 | 21.7945 | 21.7945 | 21.7945
22.1342 | 22.1342 | 22.1342 | 22.1342
Reactive Power LMP | Reactive Power LMP | Reactive Power LMP | Reactive Power LMP
0 | 0 | 0 | 0
0 | 0 | 0 | 0
0 | 0 | 0 | 0
0.085 | 0.085 | 0.085 | 0.085
0.1389 | 0.1389 | 0.1389 | 0.1389
0 | 0 | 0 | 0
0.0053 | 0.0053 | 0.0053 | 0.0053
0 | 0 | 0 | 0
-0.0337 | -0.0337 | -0.0337 | -0.0337
0.0402 | 0.0402 | 0.0402 | 0.0402
0.0683 | 0.0683 | 0.0683 | 0.0683
0.1875 | 0.1875 | 0.1875 | 0.1875
0.2232 | 0.2232 | 0.2232 | 0.2232
0.2148 | 0.2148 | 0.2148 | 0.2148
The real power flow from bus 1 to bus 2 on line 1 is the following | The real power flow from bus 1 to bus 2 on line 1 is the following | The real power flow from bus 1 to bus 2 on line 1 is the following | The real power flow from bus 1 to bus 2 on line 1 is the following
0.7126 | 0.7227 | 0.7037 | 0.7229
The real power flow from bus 1 to bus 5 on line 2 is the following | The real power flow from bus 1 to bus 5 on line 2 is the following | The real power flow from bus 1 to bus 5 on line 2 is the following | The real power flow from bus 1 to bus 5 on line 2 is the following
0.5214 | 0.5288 | 0.5148 | 0.5289
The real power flow from bus 2 to bus 1 on line 3 is the following | The real power flow from bus 2 to bus 1 on line 3 is the following | The real power flow from bus 2 to bus 1 on line 3 is the following | The real power flow from bus 2 to bus 1 on line 3 is the following
-0.7034 | -0.7134 | -0.6946 | -0.7135
The real power flow from bus 2 to bus 3 on line 4 is the following | The real power flow from bus 2 to bus 3 on line 4 is the following | The real power flow from bus 2 to bus 3 on line 4 is the following | The real power flow from bus 2 to bus 3 on line 4 is the following
0.6655 | 0.675 | 0.6572 | 0.6751
The real power flow from bus 2 to bus 4 on line 5 is the following | The real power flow from bus 2 to bus 4 on line 5 is the following | The real power flow from bus 2 to bus 4 on line 5 is the following | The real power flow from bus 2 to bus 4 on line 5 is the following
0.5316 | 0.5392 | 0.5249 | 0.5393
The real power flow from bus 2 to bus 5 on line 6 is the following | The real power flow from bus 2 to bus 5 on line 6 is the following | The real power flow from bus 2 to bus 5 on line 6 is the following | The real power flow from bus 2 to bus 5 on line 6 is the following
0.4165 | 0.4224 | 0.4113 | 0.4225
The real power flow from bus 3 to bus 2 on line 7 is the following | The real power flow from bus 3 to bus 2 on line 7 is the following | The real power flow from bus 3 to bus 2 on line 7 is the following | The real power flow from bus 3 to bus 2 on line 7 is the following
-0.6469 | -0.6561 | -0.6387 | -0.6562
The real power flow from bus 3 to bus 4 on line 8 is the following | The real power flow from bus 3 to bus 4 on line 8 is the following | The real power flow from bus 3 to bus 4 on line 8 is the following | The real power flow from bus 3 to bus 4 on line 8 is the following
-0.181 | -0.1836 | -0.1788 | -0.1836
The real power flow from bus 4 to bus 2 on line 9 is the following | The real power flow from bus 4 to bus 2 on line 9 is the following | The real power flow from bus 4 to bus 2 on line 9 is the following | The real power flow from bus 4 to bus 2 on line 9 is the following
-0.5168 | -0.5242 | -0.5104 | -0.5243
The real power flow from bus 4 to bus 3 on line 10 is the following | The real power flow from bus 4 to bus 3 on line 10 is the following | The real power flow from bus 4 to bus 3 on line 10 is the following | The real power flow from bus 4 to bus 3 on line 10 is the following
0.1837 | 0.1863 | 0.1814 | 0.1863
The real power flow from bus 4 to bus 5 on line 11 is the following | The real power flow from bus 4 to bus 5 on line 11 is the following | The real power flow from bus 4 to bus 5 on line 11 is the following | The real power flow from bus 4 to bus 5 on line 11 is the following
-0.4843 | -0.4912 | -0.4782 | -0.4912
The real power flow from bus 4 to bus 7 on line 12 is the following | The real power flow from bus 4 to bus 7 on line 12 is the following | The real power flow from bus 4 to bus 7 on line 12 is the following | The real power flow from bus 4 to bus 7 on line 12 is the following
0.282 | 0.286 | 0.2785 | 0.2861
The real power flow from bus 4 to bus 9 on line 13 is the following | The real power flow from bus 4 to bus 9 on line 13 is the following | The real power flow from bus 4 to bus 9 on line 13 is the following | The real power flow from bus 4 to bus 9 on line 13 is the following
0.137 | 0.139 | 0.1353 | 0.139
The real power flow from bus 5 to bus 1 on line 14 is the following | The real power flow from bus 5 to bus 1 on line 14 is the following | The real power flow from bus 5 to bus 1 on line 14 is the following | The real power flow from bus 5 to bus 1 on line 14 is the following
-0.5081 | -0.5154 | -0.5017 | -0.5154
The real power flow from bus 5 to bus 2 on line 15 is the following | The real power flow from bus 5 to bus 2 on line 15 is the following | The real power flow from bus 5 to bus 2 on line 15 is the following | The real power flow from bus 5 to bus 2 on line 15 is the following
-0.4075 | -0.4133 | -0.4024 | -0.4134
The real power flow from bus 5 to bus 4 on line 16 is the following | The real power flow from bus 5 to bus 4 on line 16 is the following | The real power flow from bus 5 to bus 4 on line 16 is the following | The real power flow from bus 5 to bus 4 on line 16 is the following
0.4875 | 0.4945 | 0.4814 | 0.4945
The real power flow from bus 5 to bus 6 on line 17 is the following | The real power flow from bus 5 to bus 6 on line 17 is the following | The real power flow from bus 5 to bus 6 on line 17 is the following | The real power flow from bus 5 to bus 6 on line 17 is the following
0.3227 | 0.3273 | 0.3187 | 0.3274
The real power flow from bus 6 to bus 5 on line 18 is the following | The real power flow from bus 6 to bus 5 on line 18 is the following | The real power flow from bus 6 to bus 5 on line 18 is the following | The real power flow from bus 6 to bus 5 on line 18 is the following
-0.3227 | -0.3273 | -0.3187 | -0.3274
The real power flow from bus 6 to bus 11 on line 19 is the following | The real power flow from bus 6 to bus 11 on line 19 is the following | The real power flow from bus 6 to bus 11 on line 19 is the following | The real power flow from bus 6 to bus 11 on line 19 is the following
0.0646 | 0.0655 | 0.0638 | 0.0655
The real power flow from bus 6 to bus 12 on line 20 is the following | The real power flow from bus 6 to bus 12 on line 20 is the following | The real power flow from bus 6 to bus 12 on line 20 is the following | The real power flow from bus 6 to bus 12 on line 20 is the following
0.0593 | 0.0601 | 0.0585 | 0.0601
The real power flow from bus 6 to bus 13 on line 21 is the following | The real power flow from bus 6 to bus 13 on line 21 is the following | The real power flow from bus 6 to bus 13 on line 21 is the following | The real power flow from bus 6 to bus 13 on line 21 is the following
0.1437 | 0.1458 | 0.1419 | 0.1458
The real power flow from bus 7 to bus 4 on line 22 is the following | The real power flow from bus 7 to bus 4 on line 22 is the following | The real power flow from bus 7 to bus 4 on line 22 is the following | The real power flow from bus 7 to bus 4 on line 22 is the following
-0.282 | -0.286 | -0.2785 | -0.2861
The real power flow from bus 7 to bus 8 on line 23 is the following | The real power flow from bus 7 to bus 8 on line 23 is the following | The real power flow from bus 7 to bus 8 on line 23 is the following | The real power flow from bus 7 to bus 8 on line 23 is the following
-3.8867e-06 | -3.9421e-06 | -3.838e-06 | -3.9427e-06
The real power flow from bus 7 to bus 9 on line 24 is the following | The real power flow from bus 7 to bus 9 on line 24 is the following | The real power flow from bus 7 to bus 9 on line 24 is the following | The real power flow from bus 7 to bus 9 on line 24 is the following
0.1664 | 0.1688 | 0.1644 | 0.1688
The real power flow from bus 8 to bus 7 on line 25 is the following | The real power flow from bus 8 to bus 7 on line 25 is the following | The real power flow from bus 8 to bus 7 on line 25 is the following | The real power flow from bus 8 to bus 7 on line 25 is the following
3.8867e-06 | 3.9421e-06 | 3.838e-06 | 3.9427e-06
The real power flow from bus 9 to bus 4 on line 26 is the following | The real power flow from bus 9 to bus 4 on line 26 is the following | The real power flow from bus 9 to bus 4 on line 26 is the following | The real power flow from bus 9 to bus 4 on line 26 is the following
-0.137 | -0.139 | -0.1353 | -0.139
The real power flow from bus 9 to bus 7 on line 27 is the following | The real power flow from bus 9 to bus 7 on line 27 is the following | The real power flow from bus 9 to bus 7 on line 27 is the following | The real power flow from bus 9 to bus 7 on line 27 is the following
-0.1664 | -0.1688 | -0.1644 | -0.1688
The real power flow from bus 9 to bus 10 on line 28 is the following | The real power flow from bus 9 to bus 10 on line 28 is the following | The real power flow from bus 9 to bus 10 on line 28 is the following | The real power flow from bus 9 to bus 10 on line 28 is the following
0.0458 | 0.0464 | 0.0452 | 0.0464
The real power flow from bus 9 to bus 14 on line 29 is the following | The real power flow from bus 9 to bus 14 on line 29 is the following | The real power flow from bus 9 to bus 14 on line 29 is the following | The real power flow from bus 9 to bus 14 on line 29 is the following
0.0815 | 0.0827 | 0.0805 | 0.0827
The real power flow from bus 10 to bus 9 on line 30 is the following | The real power flow from bus 10 to bus 9 on line 30 is the following | The real power flow from bus 10 to bus 9 on line 30 is the following | The real power flow from bus 10 to bus 9 on line 30 is the following
-0.0456 | -0.0462 | -0.045 | -0.0462
The real power flow from bus 10 to bus 11 on line 31 is the following | The real power flow from bus 10 to bus 11 on line 31 is the following | The real power flow from bus 10 to bus 11 on line 31 is the following | The real power flow from bus 10 to bus 11 on line 31 is the following
-0.0334 | -0.0339 | -0.033 | -0.0339
The real power flow from bus 11 to bus 6 on line 32 is the following | The real power flow from bus 11 to bus 6 on line 32 is the following | The real power flow from bus 11 to bus 6 on line 32 is the following | The real power flow from bus 11 to bus 6 on line 32 is the following
-0.0642 | -0.0651 | -0.0634 | -0.0652
The real power flow from bus 11 to bus 10 on line 33 is the following | The real power flow from bus 11 to bus 10 on line 33 is the following | The real power flow from bus 11 to bus 10 on line 33 is the following | The real power flow from bus 11 to bus 10 on line 33 is the following
0.0335 | 0.034 | 0.0331 | 0.034
The real power flow from bus 12 to bus 6 on line 34 is the following | The real power flow from bus 12 to bus 6 on line 34 is the following | The real power flow from bus 12 to bus 6 on line 34 is the following | The real power flow from bus 12 to bus 6 on line 34 is the following
-0.0588 | -0.0597 | -0.0581 | -0.0597
The real power flow from bus 12 to bus 13 on line 35 is the following | The real power flow from bus 12 to bus 13 on line 35 is the following | The real power flow from bus 12 to bus 13 on line 35 is the following | The real power flow from bus 12 to bus 13 on line 35 is the following
0.0163 | 0.0165 | 0.0161 | 0.0165
The real power flow from bus 13 to bus 6 on line 36 is the following | The real power flow from bus 13 to bus 6 on line 36 is the following | The real power flow from bus 13 to bus 6 on line 36 is the following | The real power flow from bus 13 to bus 6 on line 36 is the following
-0.1423 | -0.1443 | -0.1405 | -0.1443
The real power flow from bus 13 to bus 12 on line 37 is the following | The real power flow from bus 13 to bus 12 on line 37 is the following | The real power flow from bus 13 to bus 12 on line 37 is the following | The real power flow from bus 13 to bus 12 on line 37 is the following
-0.0162 | -0.0164 | -0.016 | -0.0164
The real power flow from bus 13 to bus 14 on line 38 is the following | The real power flow from bus 13 to bus 14 on line 38 is the following | The real power flow from bus 13 to bus 14 on line 38 is the following | The real power flow from bus 13 to bus 14 on line 38 is the following
0.0508 | 0.0515 | 0.0502 | 0.0515
The real power flow from bus 14 to bus 9 on line 39 is the following | The real power flow from bus 14 to bus 9 on line 39 is the following | The real power flow from bus 14 to bus 9 on line 39 is the following | The real power flow from bus 14 to bus 9 on line 39 is the following
-0.0805 | -0.0816 | -0.0795 | -0.0816
The real power flow from bus 14 to bus 13 on line 40 is the following | The real power flow from bus 14 to bus 13 on line 40 is the following | The real power flow from bus 14 to bus 13 on line 40 is the following | The real power flow from bus 14 to bus 13 on line 40 is the following
-0.0504 | -0.0511 | -0.0498 | -0.0511
These are the values corresponding to the 2 th eigenvector
Values corresponding to binding constraint at bus 1 | Values corresponding to binding constraint at bus 6 | Values corresponding to binding constraint at bus 8 | Values corresponding to binding constraint at bus 9
These are the real and imaginary components of bus voltages | These are the real and imaginary components of bus voltages | These are the real and imaginary components of bus voltages | These are the real and imaginary components of bus voltages
-1.06 | -1.0675 | -1.0533 | -1.0676
-1.0558 | -1.0632 | -1.0491 | -1.0633
-1.0162 | -1.0234 | -1.0098 | -1.0235
-1.0182 | -1.0254 | -1.0118 | -1.0255
-1.0211 | -1.0284 | -1.0147 | -1.0285
-1.0356 | -1.043 | -1.0291 | -1.0431
-1.0435 | -1.0509 | -1.0369 | -1.051
-1.0496 | -1.057 | -1.043 | -1.0571
-1.0323 | -1.0396 | -1.0258 | -1.0397
-1.0252 | -1.0325 | -1.0187 | -1.0325
-1.026 | -1.0333 | -1.0196 | -1.0334
-1.022 | -1.0293 | -1.0156 | -1.0293
-1.0174 | -1.0246 | -1.0109 | -1.0247
-1.007 | -1.0141 | -1.0006 | -1.0142
0 | 0 | 0 | 0
0.0427 | 0.043 | 0.0424 | 0.043
0.1647 | 0.1658 | 0.1636 | 0.1658
0.1283 | 0.1292 | 0.1275 | 0.1293
0.1067 | 0.1075 | 0.1061 | 0.1075
0.1879 | 0.1892 | 0.1867 | 0.1892
0.1894 | 0.1908 | 0.1882 | 0.1908
0.1905 | 0.1919 | 0.1893 | 0.1919
0.205 | 0.2064 | 0.2037 | 0.2064
0.2052 | 0.2066 | 0.2039 | 0.2066
0.1976 | 0.199 | 0.1964 | 0.1991
0.1977 | 0.1991 | 0.1965 | 0.1992
0.1991 | 0.2005 | 0.1978 | 0.2005
0.215 | 0.2166 | 0.2137 | 0.2166
These are the bus voltage magnitudes | These are the bus voltage magnitudes | These are the bus voltage magnitudes | These are the bus voltage magnitudes
1.06 | 1.0675 | 1.0533 | 1.0676
1.0566 | 1.0641 | 1.05 | 1.0642
1.0294 | 1.0368 | 1.023 | 1.0368
1.0263 | 1.0336 | 1.0198 | 1.0336
1.0267 | 1.034 | 1.0203 | 1.0341
1.0525 | 1.06 | 1.0459 | 1.0601
1.0606 | 1.0681 | 1.0539 | 1.0682
1.0667 | 1.0743 | 1.06 | 1.0744
1.0524 | 1.0599 | 1.0458 | 1.06
1.0455 | 1.0529 | 1.0389 | 1.053
1.0449 | 1.0523 | 1.0383 | 1.0524
1.041 | 1.0483 | 1.0344 | 1.0484
1.0366 | 1.044 | 1.0301 | 1.0441
1.0297 | 1.037 | 1.0232 | 1.0371
Real Power Injection | Real Power Injection | Real Power Injection | Real Power Injection
1.2334 0.8994 -0.8384 -0.3983 -0.0809 -0.0899 -0.1219 0.0000 -0.1699 -0.0790 -0.0307 -0.0535 -0.1185 -0.1307 | 1.2510 0.9122 -0.8503 -0.4040 -0.0820 -0.0912 -0.1237 0.0000 -0.1723 -0.0801 -0.0312 -0.0543 -0.1201 -0.1326 | 1.2180 0.8881 -0.8279 -0.3933 -0.0799 -0.0888 -0.1204 0.0000 -0.1678 -0.0780 -0.0303 -0.0529 -0.1170 -0.1291 | 1.2512 0.9123 -0.8505 -0.4040 -0.0820 -0.0912 -0.1237 0.0000 -0.1723 -0.0801 -0.0312 -0.0543 -0.1202 -0.1326
Reactive Power Injection | Reactive Power Injection | Reactive Power Injection | Reactive Power Injection
-0.1447 0.2087 0.1149 0.0048 0.0132 -0.1070 0.1043 0.0373 -0.1879 -0.0509 -0.0158 -0.0141 -0.0509 -0.0439 | -0.1467 0.2117 0.1166 0.0049 0.0134 -0.1085 0.1058 0.0379 -0.1906 -0.0516 -0.0160 -0.0143 -0.0516 -0.0445 | -0.1429 0.2061 0.1135 0.0048 0.0130 -0.1057 0.1030 0.0369 -0.1855 -0.0502 -0.0156 -0.0139 -0.0502 -0.0433 | -0.1468 0.2117 0.1166 0.0049 0.0134 -0.1085 0.1058 0.0379 -0.1906 -0.0516 -0.0160 -0.0143 -0.0516 -0.0445
Generation Cost | Generation Cost | Generation Cost | Generation Cost
47.3727 | 47.9893 | 46.8296 | 47.9964
Generation at Bus 1 | Generation at Bus 1 | Generation at Bus 1 | Generation at Bus 1
1.2334 | 1.251 | 1.218 | 1.2512
Generation at Bus 2 | Generation at Bus 2 | Generation at Bus 2 | Generation at Bus 2
1.1164 | 1.1292 | 1.1051 | 1.1293
Real Power LMP | Real Power LMP | Real Power LMP | Real Power LMP
20.1061 | 20.1077 | 20.1048 | 20.1077
20.5582 | 20.5646 | 20.5525 | 20.5647
22.047 | 22.047 | 22.047 | 22.047
21.6683 | 21.6683 | 21.6683 | 21.6683
21.3908 | 21.3908 | 21.3908 | 21.3908
21.3773 | 21.3773 | 21.3773 | 21.3773
21.6862 | 21.6862 | 21.6862 | 21.6862
21.6862 | 21.6862 | 21.6862 | 21.6862
21.6925 | 21.6925 | 21.6925 | 21.6925
21.747 | 21.747 | 21.747 | 21.747
21.6289 | 21.6289 | 21.6289 | 21.6289
21.6876 | 21.6876 | 21.6876 | 21.6876
21.7945 | 21.7945 | 21.7945 | 21.7945
22.1342 | 22.1342 | 22.1342 | 22.1342
Reactive Power LMP | Reactive Power LMP | Reactive Power LMP | Reactive Power LMP
0 | 0 | 0 | 0
0 | 0 | 0 | 0
0 | 0 | 0 | 0
0.085 | 0.085 | 0.085 | 0.085
0.1389 | 0.1389 | 0.1389 | 0.1389
0 | 0 | 0 | 0
0.0053 | 0.0053 | 0.0053 | 0.0053
0 | 0 | 0 | 0
-0.0337 | -0.0337 | -0.0337 | -0.0337
0.0402 | 0.0402 | 0.0402 | 0.0402
0.0683 | 0.0683 | 0.0683 | 0.0683
0.1875 | 0.1875 | 0.1875 | 0.1875
0.2232 | 0.2232 | 0.2232 | 0.2232
0.2148 | 0.2148 | 0.2148 | 0.2148
The real power flow from bus 1 to bus 2 on line 1 is the following | The real power flow from bus 1 to bus 2 on line 1 is the following | The real power flow from bus 1 to bus 2 on line 1 is the following | The real power flow from bus 1 to bus 2 on line 1 is the following
0.7126 | 0.7227 | 0.7037 | 0.7229
The real power flow from bus 1 to bus 5 on line 2 is the following | The real power flow from bus 1 to bus 5 on line 2 is the following | The real power flow from bus 1 to bus 5 on line 2 is the following | The real power flow from bus 1 to bus 5 on line 2 is the following
0.5214 | 0.5288 | 0.5148 | 0.5289
The real power flow from bus 2 to bus 1 on line 3 is the following | The real power flow from bus 2 to bus 1 on line 3 is the following | The real power flow from bus 2 to bus 1 on line 3 is the following | The real power flow from bus 2 to bus 1 on line 3 is the following
-0.7034 | -0.7134 | -0.6946 | -0.7135
The real power flow from bus 2 to bus 3 on line 4 is the following | The real power flow from bus 2 to bus 3 on line 4 is the following | The real power flow from bus 2 to bus 3 on line 4 is the following | The real power flow from bus 2 to bus 3 on line 4 is the following
0.6655 | 0.675 | 0.6572 | 0.6751
The real power flow from bus 2 to bus 4 on line 5 is the following | The real power flow from bus 2 to bus 4 on line 5 is the following | The real power flow from bus 2 to bus 4 on line 5 is the following | The real power flow from bus 2 to bus 4 on line 5 is the following
0.5316 | 0.5392 | 0.5249 | 0.5393
The real power flow from bus 2 to bus 5 on line 6 is the following | The real power flow from bus 2 to bus 5 on line 6 is the following | The real power flow from bus 2 to bus 5 on line 6 is the following | The real power flow from bus 2 to bus 5 on line 6 is the following
0.4165 | 0.4224 | 0.4113 | 0.4225
The real power flow from bus 3 to bus 2 on line 7 is the following | The real power flow from bus 3 to bus 2 on line 7 is the following | The real power flow from bus 3 to bus 2 on line 7 is the following | The real power flow from bus 3 to bus 2 on line 7 is the following
-0.6469 | -0.6561 | -0.6387 | -0.6562
The real power flow from bus 3 to bus 4 on line 8 is the following | The real power flow from bus 3 to bus 4 on line 8 is the following | The real power flow from bus 3 to bus 4 on line 8 is the following | The real power flow from bus 3 to bus 4 on line 8 is the following
-0.181 | -0.1836 | -0.1788 | -0.1836
The real power flow from bus 4 to bus 2 on line 9 is the following | The real power flow from bus 4 to bus 2 on line 9 is the following | The real power flow from bus 4 to bus 2 on line 9 is the following | The real power flow from bus 4 to bus 2 on line 9 is the following
-0.5168 | -0.5242 | -0.5104 | -0.5243
The real power flow from bus 4 to bus 3 on line 10 is the following | The real power flow from bus 4 to bus 3 on line 10 is the following | The real power flow from bus 4 to bus 3 on line 10 is the following | The real power flow from bus 4 to bus 3 on line 10 is the following
0.1837 | 0.1863 | 0.1814 | 0.1863
The real power flow from bus 4 to bus 5 on line 11 is the following | The real power flow from bus 4 to bus 5 on line 11 is the following | The real power flow from bus 4 to bus 5 on line 11 is the following | The real power flow from bus 4 to bus 5 on line 11 is the following
-0.4843 | -0.4912 | -0.4782 | -0.4912
The real power flow from bus 4 to bus 7 on line 12 is the following | The real power flow from bus 4 to bus 7 on line 12 is the following | The real power flow from bus 4 to bus 7 on line 12 is the following | The real power flow from bus 4 to bus 7 on line 12 is the following
0.282 | 0.286 | 0.2785 | 0.2861
The real power flow from bus 4 to bus 9 on line 13 is the following | The real power flow from bus 4 to bus 9 on line 13 is the following | The real power flow from bus 4 to bus 9 on line 13 is the following | The real power flow from bus 4 to bus 9 on line 13 is the following
0.137 | 0.139 | 0.1353 | 0.139
The real power flow from bus 5 to bus 1 on line 14 is the following | The real power flow from bus 5 to bus 1 on line 14 is the following | The real power flow from bus 5 to bus 1 on line 14 is the following | The real power flow from bus 5 to bus 1 on line 14 is the following
-0.5081 | -0.5154 | -0.5017 | -0.5154
The real power flow from bus 5 to bus 2 on line 15 is the following | The real power flow from bus 5 to bus 2 on line 15 is the following | The real power flow from bus 5 to bus 2 on line 15 is the following | The real power flow from bus 5 to bus 2 on line 15 is the following
-0.4075 | -0.4133 | -0.4024 | -0.4134
The real power flow from bus 5 to bus 4 on line 16 is the following | The real power flow from bus 5 to bus 4 on line 16 is the following | The real power flow from bus 5 to bus 4 on line 16 is the following | The real power flow from bus 5 to bus 4 on line 16 is the following
0.4875 | 0.4945 | 0.4814 | 0.4945
The real power flow from bus 5 to bus 6 on line 17 is the following | The real power flow from bus 5 to bus 6 on line 17 is the following | The real power flow from bus 5 to bus 6 on line 17 is the following | The real power flow from bus 5 to bus 6 on line 17 is the following
0.3227 | 0.3273 | 0.3187 | 0.3274
The real power flow from bus 6 to bus 5 on line 18 is the following | The real power flow from bus 6 to bus 5 on line 18 is the following | The real power flow from bus 6 to bus 5 on line 18 is the following | The real power flow from bus 6 to bus 5 on line 18 is the following
-0.3227 | -0.3273 | -0.3187 | -0.3274
The real power flow from bus 6 to bus 11 on line 19 is the following | The real power flow from bus 6 to bus 11 on line 19 is the following | The real power flow from bus 6 to bus 11 on line 19 is the following | The real power flow from bus 6 to bus 11 on line 19 is the following
0.0646 | 0.0655 | 0.0638 | 0.0655
The real power flow from bus 6 to bus 12 on line 20 is the following | The real power flow from bus 6 to bus 12 on line 20 is the following | The real power flow from bus 6 to bus 12 on line 20 is the following | The real power flow from bus 6 to bus 12 on line 20 is the following
0.0593 | 0.0601 | 0.0585 | 0.0601
The real power flow from bus 6 to bus 13 on line 21 is the following | The real power flow from bus 6 to bus 13 on line 21 is the following | The real power flow from bus 6 to bus 13 on line 21 is the following | The real power flow from bus 6 to bus 13 on line 21 is the following
0.1437 | 0.1458 | 0.1419 | 0.1458
The real power flow from bus 7 to bus 4 on line 22 is the following | The real power flow from bus 7 to bus 4 on line 22 is the following | The real power flow from bus 7 to bus 4 on line 22 is the following | The real power flow from bus 7 to bus 4 on line 22 is the following
-0.282 | -0.286 | -0.2785 | -0.2861
The real power flow from bus 7 to bus 8 on line 23 is the following | The real power flow from bus 7 to bus 8 on line 23 is the following | The real power flow from bus 7 to bus 8 on line 23 is the following | The real power flow from bus 7 to bus 8 on line 23 is the following
-3.8867e-06 | -3.9421e-06 | -3.838e-06 | -3.9427e-06
The real power flow from bus 7 to bus 9 on line 24 is the following | The real power flow from bus 7 to bus 9 on line 24 is the following | The real power flow from bus 7 to bus 9 on line 24 is the following | The real power flow from bus 7 to bus 9 on line 24 is the following
0.1664 | 0.1688 | 0.1644 | 0.1688
The real power flow from bus 8 to bus 7 on line 25 is the following | The real power flow from bus 8 to bus 7 on line 25 is the following | The real power flow from bus 8 to bus 7 on line 25 is the following | The real power flow from bus 8 to bus 7 on line 25 is the following
3.8867e-06 | 3.9421e-06 | 3.838e-06 | 3.9427e-06
The real power flow from bus 9 to bus 4 on line 26 is the following | The real power flow from bus 9 to bus 4 on line 26 is the following | The real power flow from bus 9 to bus 4 on line 26 is the following | The real power flow from bus 9 to bus 4 on line 26 is the following
-0.137 | -0.139 | -0.1353 | -0.139
The real power flow from bus 9 to bus 7 on line 27 is the following | The real power flow from bus 9 to bus 7 on line 27 is the following | The real power flow from bus 9 to bus 7 on line 27 is the following | The real power flow from bus 9 to bus 7 on line 27 is the following
-0.1664 | -0.1688 | -0.1644 | -0.1688
The real power flow from bus 9 to bus 10 on line 28 is the following | The real power flow from bus 9 to bus 10 on line 28 is the following | The real power flow from bus 9 to bus 10 on line 28 is the following | The real power flow from bus 9 to bus 10 on line 28 is the following
0.0458 | 0.0464 | 0.0452 | 0.0464
The real power flow from bus 9 to bus 14 on line 29 is the following | The real power flow from bus 9 to bus 14 on line 29 is the following | The real power flow from bus 9 to bus 14 on line 29 is the following | The real power flow from bus 9 to bus 14 on line 29 is the following
0.0815 | 0.0827 | 0.0805 | 0.0827
The real power flow from bus 10 to bus 9 on line 30 is the following | The real power flow from bus 10 to bus 9 on line 30 is the following | The real power flow from bus 10 to bus 9 on line 30 is the following | The real power flow from bus 10 to bus 9 on line 30 is the following
-0.0456 | -0.0462 | -0.045 | -0.0462
The real power flow from bus 10 to bus 11 on line 31 is the following | The real power flow from bus 10 to bus 11 on line 31 is the following | The real power flow from bus 10 to bus 11 on line 31 is the following | The real power flow from bus 10 to bus 11 on line 31 is the following
-0.0334 | -0.0339 | -0.033 | -0.0339
The real power flow from bus 11 to bus 6 on line 32 is the following | The real power flow from bus 11 to bus 6 on line 32 is the following | The real power flow from bus 11 to bus 6 on line 32 is the following | The real power flow from bus 11 to bus 6 on line 32 is the following
-0.0642 | -0.0651 | -0.0634 | -0.0652
The real power flow from bus 11 to bus 10 on line 33 is the following | The real power flow from bus 11 to bus 10 on line 33 is the following | The real power flow from bus 11 to bus 10 on line 33 is the following | The real power flow from bus 11 to bus 10 on line 33 is the following
0.0335 | 0.034 | 0.0331 | 0.034
The real power flow from bus 12 to bus 6 on line 34 is the following | The real power flow from bus 12 to bus 6 on line 34 is the following | The real power flow from bus 12 to bus 6 on line 34 is the following | The real power flow from bus 12 to bus 6 on line 34 is the following
-0.0588 | -0.0597 | -0.0581 | -0.0597
The real power flow from bus 12 to bus 13 on line 35 is the following | The real power flow from bus 12 to bus 13 on line 35 is the following | The real power flow from bus 12 to bus 13 on line 35 is the following | The real power flow from bus 12 to bus 13 on line 35 is the following
0.0163 | 0.0165 | 0.0161 | 0.0165
The real power flow from bus 13 to bus 6 on line 36 is the following | The real power flow from bus 13 to bus 6 on line 36 is the following | The real power flow from bus 13 to bus 6 on line 36 is the following | The real power flow from bus 13 to bus 6 on line 36 is the following
-0.1423 | -0.1443 | -0.1405 | -0.1443
The real power flow from bus 13 to bus 12 on line 37 is the following | The real power flow from bus 13 to bus 12 on line 37 is the following | The real power flow from bus 13 to bus 12 on line 37 is the following | The real power flow from bus 13 to bus 12 on line 37 is the following
-0.0162 | -0.0164 | -0.016 | -0.0164
The real power flow from bus 13 to bus 14 on line 38 is the following | The real power flow from bus 13 to bus 14 on line 38 is the following | The real power flow from bus 13 to bus 14 on line 38 is the following | The real power flow from bus 13 to bus 14 on line 38 is the following
0.0508 | 0.0515 | 0.0502 | 0.0515
The real power flow from bus 14 to bus 9 on line 39 is the following | The real power flow from bus 14 to bus 9 on line 39 is the following | The real power flow from bus 14 to bus 9 on line 39 is the following | The real power flow from bus 14 to bus 9 on line 39 is the following
-0.0805 | -0.0816 | -0.0795 | -0.0816
The real power flow from bus 14 to bus 13 on line 40 is the following | The real power flow from bus 14 to bus 13 on line 40 is the following | The real power flow from bus 14 to bus 13 on line 40 is the following | The real power flow from bus 14 to bus 13 on line 40 is the following
-0.0504 | -0.0511 | -0.0498 | -0.0511

## 100MW other
Status: Solved
Optimal value (cvx_optval): +52.7278
Lagrange Multiplier of line real power flow limit constraints
1.0e-008 *
0.6585
0.244
-0.0504
0.4899
0.2548
0.1591
-0.0471
-0.0071
-0.0386
0.0609
-0.0362
0.0815
0.0499
-0.038
-0.0301
0.2118
0.1154
-0.0237
0.0322
0.0311
0.0507
-0.0151
0.0197
0.0835
0.0197
-0.0023
-0.0157
0.0284
0.0359
0.0118
0.0139
0.0089
0.0259
0.0097
0.0226
-0.0025
0.0168
0.0294
0.0063
0.0111
Lagrange Multiplier of lower real power limit constraints
0
0
45.6527
46.3205
46.8199
46.4656
45.9824
45.7675
46.0755
46.1074
46.0816
46.0974
46.1696
45.6406
Lagrange Multiplier of upper real power limit constraints
0
0
67.6997
67.9888
68.2107
67.8429
67.6686
67.4537
67.768
67.8544
67.7105
67.785
67.9642
67.7749
Lagrange Multiplier of lower reactive power limit constraints
0
0
0
54.5364
54.514
0
54.5903
0
54.6007
54.5508
54.4378
54.3315
54.342
54.3554
Lagrange Multiplier of upper reactive power limit constraints
0
0
0
54.6214
54.6529
0
54.5956
0
54.567
54.5911
54.5061
54.519
54.5651
54.5701
Lagrange Multiplier of upper voltage limit constraints
1.3981
0
0
0
0
1.0656
0
0.0148
0.0073
0
0
0
0
0
Lagrange Multiplier of lower voltage limit constraints
1.0e-008 *
0.1903
0.1955
0.2471
0.2544
0.2535
0.1902
0.1998
0.1901
0.1897
0.2016
0.2029
0.2102
0.2182
0.2315
Number of Iterations
18
Solution Tolerance
1.6551e-09
Optimal Dual Value
52.7278
The following are the eigenvalues of the network matrix
0
0
0
0
0.0235
0.0235
0.2359
0.2359
26.0372
26.0372
52.3129
52.3129
70.8601
70.8601
91.5732
91.5732
108.596
108.596
153.1677
153.1677
209.8827
209.8827
228.1046
228.1046
273.9443
273.9443
374.8987
374.8987
The following is the minimum eigenvalue of the network matrix
-1.1882e-09
The following are the eigenvalues of the dual matrix
0
0
0
0
0
0
0
0
0
0
0
0
0
0
0
0
0
0
0
0
0
0
0
0
0.0113
0.0113
8.6231
8.6232

## 72.8MW
These are the values corresponding to the 1 th eigenvector
Values corresponding to binding constraint at bus 6 | Values corresponding to binding constraint at bus 8
These are the real and imaginary components of bus voltages | These are the real and imaginary components of bus voltages
-1.0019 | -1.0028
-0.9782 | -0.979
-0.9063 | -0.9071
-0.9647 | -0.9656
-0.9739 | -0.9748
-1.0345 | -1.0354
-1.0164 | -1.0172
-1.035 | -1.0359
-1.0203 | -1.0212
-1.0149 | -1.0158
-1.0202 | -1.0211
-1.0197 | -1.0205
-1.0142 | -1.0151
-0.9981 | -0.999
0 | 0
0.0521 | 0.0522
0.1896 | 0.1897
0.1605 | 0.1606
0.1307 | 0.1309
0.2309 | 0.2311
0.2206 | 0.2208
0.2247 | 0.2249
0.2453 | 0.2455
0.2455 | 0.2458
0.239 | 0.2392
0.2402 | 0.2404
0.241 | 0.2412
0.2554 | 0.2556
These are the bus voltage magnitudes | These are the bus voltage magnitudes
1.0019 | 1.0028
0.9795 | 0.9804
0.9259 | 0.9267
0.978 | 0.9788
0.9827 | 0.9835
1.06 | 1.0609
1.04 | 1.0409
1.0591 | 1.06
1.0494 | 1.0503
1.0442 | 1.0451
1.0478 | 1.0487
1.0476 | 1.0485
1.0424 | 1.0433
1.0302 | 1.0311
Real Power Injection | Real Power Injection
1.4989 0.7827 -0.9978 -0.5554 0.1126 -0.1073 -0.0239 -0.0001 -0.2294 -0.0799 -0.0309 -0.0544 -0.1200 -0.1325 | 1.5015 0.7840 -0.9995 -0.5564 0.1128 -0.1075 -0.0239 -0.0001 -0.2298 -0.0800 -0.0310 -0.0545 -0.1202 -0.1328
Reactive Power Injection | Reactive Power Injection
0.0458 -0.2579 -0.2207 0.2172 0.1115 0.1593 0.0041 0.1146 0.0380 -0.0515 -0.0159 -0.0142 -0.0516 -0.0444 | 0.0459 -0.2584 -0.2211 0.2176 0.1117 0.1596 0.0041 0.1148 0.0380 -0.0516 -0.0159 -0.0142 -0.0517 -0.0445
Generation Cost | Generation Cost
50.3168 | 50.3969
Generation at Bus 1 | Generation at Bus 1
1.4989 | 1.5015
Generation at Bus 2 | Generation at Bus 2
0.9997 | 1.001
Real Power LMP | Real Power LMP
20.129 | 20.1292
20.4998 | 20.5005
327.9119 | 327.9119
115.4002 | 115.4002
87.8814 | 87.8814
97.0195 | 97.0195
111.2173 | 111.2173
111.2174 | 111.2174
109.0229 | 109.0229
107.4845 | 107.4845
102.6519 | 102.6519
99.3367 | 99.3367
100.5848 | 100.5848
107.4355 | 107.4355
Reactive Power LMP | Reactive Power LMP
1.4565 | 1.4565
0 | 0
-17.8991 | -17.8991
5.7903 | 5.7903
6.671 | 6.671
4.9117 | 4.9117
2.3166 | 2.3166
0 | 0
2.1912 | 2.1912
2.9694 | 2.9694
4.1238 | 4.1238
5.7623 | 5.7623
5.6258 | 5.6258
4.3705 | 4.3705
The real power flow from bus 1 to bus 2 on line 1 is the following | The real power flow from bus 1 to bus 2 on line 1 is the following
0.916 | 0.9176
The real power flow from bus 1 to bus 5 on line 2 is the following | The real power flow from bus 1 to bus 5 on line 2 is the following
0.5835 | 0.5845
The real power flow from bus 2 to bus 1 on line 3 is the following | The real power flow from bus 2 to bus 1 on line 3 is the following
-0.8996 | -0.9012
The real power flow from bus 2 to bus 3 on line 4 is the following | The real power flow from bus 2 to bus 3 on line 4 is the following
0.7324 | 0.7337
The real power flow from bus 2 to bus 4 on line 5 is the following | The real power flow from bus 2 to bus 4 on line 5 is the following
0.5584 | 0.5594
The real power flow from bus 2 to bus 5 on line 6 is the following | The real power flow from bus 2 to bus 5 on line 6 is the following
0.4007 | 0.4014
The real power flow from bus 3 to bus 2 on line 7 is the following | The real power flow from bus 3 to bus 2 on line 7 is the following
-0.7051 | -0.7063
The real power flow from bus 3 to bus 4 on line 8 is the following | The real power flow from bus 3 to bus 4 on line 8 is the following
-0.284 | -0.2844
The real power flow from bus 4 to bus 2 on line 9 is the following | The real power flow from bus 4 to bus 2 on line 9 is the following
-0.5383 | -0.5392
The real power flow from bus 4 to bus 3 on line 10 is the following | The real power flow from bus 4 to bus 3 on line 10 is the following
0.2924 | 0.2929
The real power flow from bus 4 to bus 5 on line 11 is the following | The real power flow from bus 4 to bus 5 on line 11 is the following
-0.6787 | -0.6799
The real power flow from bus 4 to bus 7 on line 12 is the following | The real power flow from bus 4 to bus 7 on line 12 is the following
0.238 | 0.2384
The real power flow from bus 4 to bus 9 on line 13 is the following | The real power flow from bus 4 to bus 9 on line 13 is the following
0.131 | 0.1313
The real power flow from bus 5 to bus 1 on line 14 is the following | The real power flow from bus 5 to bus 1 on line 14 is the following
-0.5652 | -0.5662
The real power flow from bus 5 to bus 2 on line 15 is the following | The real power flow from bus 5 to bus 2 on line 15 is the following
-0.3901 | -0.3908
The real power flow from bus 5 to bus 4 on line 16 is the following | The real power flow from bus 5 to bus 4 on line 16 is the following
0.6853 | 0.6865
The real power flow from bus 5 to bus 6 on line 17 is the following | The real power flow from bus 5 to bus 6 on line 17 is the following
0.3555 | 0.3561
The real power flow from bus 6 to bus 5 on line 18 is the following | The real power flow from bus 6 to bus 5 on line 18 is the following
-0.3555 | -0.3561
The real power flow from bus 6 to bus 11 on line 19 is the following | The real power flow from bus 6 to bus 11 on line 19 is the following
0.0735 | 0.0736
The real power flow from bus 6 to bus 12 on line 20 is the following | The real power flow from bus 6 to bus 12 on line 20 is the following
0.0618 | 0.0619
The real power flow from bus 6 to bus 13 on line 21 is the following | The real power flow from bus 6 to bus 13 on line 21 is the following
0.1503 | 0.1505
The real power flow from bus 7 to bus 4 on line 22 is the following | The real power flow from bus 7 to bus 4 on line 22 is the following
-0.238 | -0.2384
The real power flow from bus 7 to bus 8 on line 23 is the following | The real power flow from bus 7 to bus 8 on line 23 is the following
0.00013237 | 0.0001326
The real power flow from bus 7 to bus 9 on line 24 is the following | The real power flow from bus 7 to bus 9 on line 24 is the following
0.2194 | 0.2198
The real power flow from bus 8 to bus 7 on line 25 is the following | The real power flow from bus 8 to bus 7 on line 25 is the following
-0.00013237 | -0.0001326
The real power flow from bus 9 to bus 4 on line 26 is the following | The real power flow from bus 9 to bus 4 on line 26 is the following
-0.131 | -0.1313
The real power flow from bus 9 to bus 7 on line 27 is the following | The real power flow from bus 9 to bus 7 on line 27 is the following
-0.2194 | -0.2198
The real power flow from bus 9 to bus 10 on line 28 is the following | The real power flow from bus 9 to bus 10 on line 28 is the following
0.0381 | 0.0382
The real power flow from bus 9 to bus 14 on line 29 is the following | The real power flow from bus 9 to bus 14 on line 29 is the following
0.0765 | 0.0767
The real power flow from bus 10 to bus 9 on line 30 is the following | The real power flow from bus 10 to bus 9 on line 30 is the following
-0.038 | -0.038
The real power flow from bus 10 to bus 11 on line 31 is the following | The real power flow from bus 10 to bus 11 on line 31 is the following
-0.0419 | -0.042
The real power flow from bus 11 to bus 6 on line 32 is the following | The real power flow from bus 11 to bus 6 on line 32 is the following
-0.0729 | -0.0731
The real power flow from bus 11 to bus 10 on line 33 is the following | The real power flow from bus 11 to bus 10 on line 33 is the following
0.0421 | 0.0421
The real power flow from bus 12 to bus 6 on line 34 is the following | The real power flow from bus 12 to bus 6 on line 34 is the following
-0.0613 | -0.0615
The real power flow from bus 12 to bus 13 on line 35 is the following | The real power flow from bus 12 to bus 13 on line 35 is the following
0.018 | 0.018
The real power flow from bus 13 to bus 6 on line 36 is the following | The real power flow from bus 13 to bus 6 on line 36 is the following
-0.1487 | -0.1489
The real power flow from bus 13 to bus 12 on line 37 is the following | The real power flow from bus 13 to bus 12 on line 37 is the following
-0.0179 | -0.018
The real power flow from bus 13 to bus 14 on line 38 is the following | The real power flow from bus 13 to bus 14 on line 38 is the following
0.0575 | 0.0576
The real power flow from bus 14 to bus 9 on line 39 is the following | The real power flow from bus 14 to bus 9 on line 39 is the following
-0.0757 | -0.0758
The real power flow from bus 14 to bus 13 on line 40 is the following | The real power flow from bus 14 to bus 13 on line 40 is the following
-0.057 | -0.0571
These are the values corresponding to the 2 th eigenvector
Values corresponding to binding constraint at bus 6 | Values corresponding to binding constraint at bus 8
These are the real and imaginary components of bus voltages | These are the real and imaginary components of bus voltages
-1.0019 | -1.0028
-0.9782 | -0.979
-0.9063 | -0.9071
-0.9647 | -0.9656
-0.9739 | -0.9748
-1.0345 | -1.0354
-1.0164 | -1.0172
-1.035 | -1.0359
-1.0203 | -1.0212
-1.0149 | -1.0158
-1.0202 | -1.0211
-1.0197 | -1.0205
-1.0142 | -1.0151
-0.9981 | -0.999
0 | 0
0.0521 | 0.0522
0.1896 | 0.1897
0.1605 | 0.1606
0.1307 | 0.1309
0.2309 | 0.2311
0.2206 | 0.2208
0.2247 | 0.2249
0.2453 | 0.2455
0.2455 | 0.2458
0.239 | 0.2392
0.2402 | 0.2404
0.241 | 0.2412
0.2554 | 0.2556
These are the bus voltage magnitudes | These are the bus voltage magnitudes
1.0019 | 1.0028
0.9795 | 0.9804
0.9259 | 0.9267
0.978 | 0.9788
0.9827 | 0.9835
1.06 | 1.0609
1.04 | 1.0409
1.0591 | 1.06
1.0494 | 1.0503
1.0442 | 1.0451
1.0478 | 1.0487
1.0476 | 1.0485
1.0424 | 1.0433
1.0302 | 1.0311
Real Power Injection | Real Power Injection
1.4989 0.7827 -0.9978 -0.5554 0.1126 -0.1073 -0.0239 -0.0001 -0.2294 -0.0799 -0.0309 -0.0544 -0.1200 -0.1325 | 1.5015 0.7840 -0.9995 -0.5564 0.1128 -0.1075 -0.0239 -0.0001 -0.2298 -0.0800 -0.0310 -0.0545 -0.1202 -0.1328
Reactive Power Injection | Reactive Power Injection
0.0458 -0.2579 -0.2207 0.2172 0.1115 0.1593 0.0041 0.1146 0.0380 -0.0515 -0.0159 -0.0142 -0.0516 -0.0444 | 0.0459 -0.2584 -0.2211 0.2176 0.1117 0.1596 0.0041 0.1148 0.0380 -0.0516 -0.0159 -0.0142 -0.0517 -0.0445
Generation Cost | Generation Cost
50.3168 | 50.3969
Generation at Bus 1 | Generation at Bus 1
1.4989 | 1.5015
Generation at Bus 2 | Generation at Bus 2
0.9997 | 1.001
Real Power LMP | Real Power LMP
20.129 | 20.1292
20.4998 | 20.5005
327.9119 | 327.9119
115.4002 | 115.4002
87.8814 | 87.8814
97.0195 | 97.0195
111.2173 | 111.2173
111.2174 | 111.2174
109.0229 | 109.0229
107.4845 | 107.4845
102.6519 | 102.6519
99.3367 | 99.3367
100.5848 | 100.5848
107.4355 | 107.4355
Reactive Power LMP | Reactive Power LMP
1.4565 | 1.4565
0 | 0
-17.8991 | -17.8991
5.7903 | 5.7903
6.671 | 6.671
4.9117 | 4.9117
2.3166 | 2.3166
0 | 0
2.1912 | 2.1912
2.9694 | 2.9694
4.1238 | 4.1238
5.7623 | 5.7623
5.6258 | 5.6258
4.3705 | 4.3705
The real power flow from bus 1 to bus 2 on line 1 is the following | The real power flow from bus 1 to bus 2 on line 1 is the following
0.916 | 0.9176
The real power flow from bus 1 to bus 5 on line 2 is the following | The real power flow from bus 1 to bus 5 on line 2 is the following
0.5835 | 0.5845
The real power flow from bus 2 to bus 1 on line 3 is the following | The real power flow from bus 2 to bus 1 on line 3 is the following
-0.8996 | -0.9012
The real power flow from bus 2 to bus 3 on line 4 is the following | The real power flow from bus 2 to bus 3 on line 4 is the following
0.7324 | 0.7337
The real power flow from bus 2 to bus 4 on line 5 is the following | The real power flow from bus 2 to bus 4 on line 5 is the following
0.5584 | 0.5594
The real power flow from bus 2 to bus 5 on line 6 is the following | The real power flow from bus 2 to bus 5 on line 6 is the following
0.4007 | 0.4014
The real power flow from bus 3 to bus 2 on line 7 is the following | The real power flow from bus 3 to bus 2 on line 7 is the following
-0.7051 | -0.7063
The real power flow from bus 3 to bus 4 on line 8 is the following | The real power flow from bus 3 to bus 4 on line 8 is the following
-0.284 | -0.2844
The real power flow from bus 4 to bus 2 on line 9 is the following | The real power flow from bus 4 to bus 2 on line 9 is the following
-0.5383 | -0.5392
The real power flow from bus 4 to bus 3 on line 10 is the following | The real power flow from bus 4 to bus 3 on line 10 is the following
0.2924 | 0.2929
The real power flow from bus 4 to bus 5 on line 11 is the following | The real power flow from bus 4 to bus 5 on line 11 is the following
-0.6787 | -0.6799
The real power flow from bus 4 to bus 7 on line 12 is the following | The real power flow from bus 4 to bus 7 on line 12 is the following
0.238 | 0.2384
The real power flow from bus 4 to bus 9 on line 13 is the following | The real power flow from bus 4 to bus 9 on line 13 is the following
0.131 | 0.1313
The real power flow from bus 5 to bus 1 on line 14 is the following | The real power flow from bus 5 to bus 1 on line 14 is the following
-0.5652 | -0.5662
The real power flow from bus 5 to bus 2 on line 15 is the following | The real power flow from bus 5 to bus 2 on line 15 is the following
-0.3901 | -0.3908
The real power flow from bus 5 to bus 4 on line 16 is the following | The real power flow from bus 5 to bus 4 on line 16 is the following
0.6853 | 0.6865
The real power flow from bus 5 to bus 6 on line 17 is the following | The real power flow from bus 5 to bus 6 on line 17 is the following
0.3555 | 0.3561
The real power flow from bus 6 to bus 5 on line 18 is the following | The real power flow from bus 6 to bus 5 on line 18 is the following
-0.3555 | -0.3561
The real power flow from bus 6 to bus 11 on line 19 is the following | The real power flow from bus 6 to bus 11 on line 19 is the following
0.0735 | 0.0736
The real power flow from bus 6 to bus 12 on line 20 is the following | The real power flow from bus 6 to bus 12 on line 20 is the following
0.0618 | 0.0619
The real power flow from bus 6 to bus 13 on line 21 is the following | The real power flow from bus 6 to bus 13 on line 21 is the following
0.1503 | 0.1505
The real power flow from bus 7 to bus 4 on line 22 is the following | The real power flow from bus 7 to bus 4 on line 22 is the following
-0.238 | -0.2384
The real power flow from bus 7 to bus 8 on line 23 is the following | The real power flow from bus 7 to bus 8 on line 23 is the following
0.00013237 | 0.0001326
The real power flow from bus 7 to bus 9 on line 24 is the following | The real power flow from bus 7 to bus 9 on line 24 is the following
0.2194 | 0.2198
The real power flow from bus 8 to bus 7 on line 25 is the following | The real power flow from bus 8 to bus 7 on line 25 is the following
-0.00013237 | -0.0001326
The real power flow from bus 9 to bus 4 on line 26 is the following | The real power flow from bus 9 to bus 4 on line 26 is the following
-0.131 | -0.1313
The real power flow from bus 9 to bus 7 on line 27 is the following | The real power flow from bus 9 to bus 7 on line 27 is the following
-0.2194 | -0.2198
The real power flow from bus 9 to bus 10 on line 28 is the following | The real power flow from bus 9 to bus 10 on line 28 is the following
0.0381 | 0.0382
The real power flow from bus 9 to bus 14 on line 29 is the following | The real power flow from bus 9 to bus 14 on line 29 is the following
0.0765 | 0.0767
The real power flow from bus 10 to bus 9 on line 30 is the following | The real power flow from bus 10 to bus 9 on line 30 is the following
-0.038 | -0.038
The real power flow from bus 10 to bus 11 on line 31 is the following | The real power flow from bus 10 to bus 11 on line 31 is the following
-0.0419 | -0.042
The real power flow from bus 11 to bus 6 on line 32 is the following | The real power flow from bus 11 to bus 6 on line 32 is the following
-0.0729 | -0.0731
The real power flow from bus 11 to bus 10 on line 33 is the following | The real power flow from bus 11 to bus 10 on line 33 is the following
0.0421 | 0.0421
The real power flow from bus 12 to bus 6 on line 34 is the following | The real power flow from bus 12 to bus 6 on line 34 is the following
-0.0613 | -0.0615
The real power flow from bus 12 to bus 13 on line 35 is the following | The real power flow from bus 12 to bus 13 on line 35 is the following
0.018 | 0.018
The real power flow from bus 13 to bus 6 on line 36 is the following | The real power flow from bus 13 to bus 6 on line 36 is the following
-0.1487 | -0.1489
The real power flow from bus 13 to bus 12 on line 37 is the following | The real power flow from bus 13 to bus 12 on line 37 is the following
-0.0179 | -0.018
The real power flow from bus 13 to bus 14 on line 38 is the following | The real power flow from bus 13 to bus 14 on line 38 is the following
0.0575 | 0.0576
The real power flow from bus 14 to bus 9 on line 39 is the following | The real power flow from bus 14 to bus 9 on line 39 is the following
-0.0757 | -0.0758
The real power flow from bus 14 to bus 13 on line 40 is the following | The real power flow from bus 14 to bus 13 on line 40 is the following
-0.057 | -0.0571

## 72.8MW other
Status: Solved
Optimal value (cvx_optval): +55.5276
Lagrange Multiplier of line real power flow limit constraints
17.0408
0
0
512.7558
0
0
0
0
0
0
0
0
0
0
0
0
0
0
0
0
0
0
0
0
0
0
0
0
0
0
0
0
0
0
0
0
0
0
0
0
Lagrange Multiplier of lower real power limit constraints
0
0
125.4421
159.2527
167.5457
164.0367
157.2056
153.8158
159.7014
160.6507
161.6028
162.8538
162.6068
159.5463
Lagrange Multiplier of upper real power limit constraints
0
0
453.3541
274.6528
255.4271
261.0562
268.423
265.0332
268.7243
268.1352
264.2547
262.1904
263.1916
266.9818
Lagrange Multiplier of lower reactive power limit constraints
0
0
17.8991
196.4115
195.9946
0
198.1747
0
198.2086
197.7838
197.1656
196.1317
196.4228
197.0213
Lagrange Multiplier of upper reactive power limit constraints
1.4565
0
0
202.2018
202.6656
4.9117
200.4914
0
200.3998
200.7531
201.2895
201.8941
202.0486
201.3918
Lagrange Multiplier of upper voltage limit constraints
0
0
0
0
0
10.7579
0
6.4609
0
0
0
0
0
0
Lagrange Multiplier of lower voltage limit constraints
1.0e-006 *
0.1323
0.1429
0.2265
0.1736
0.169
0.107
0.1196
0.1081
0.1136
0.1167
0.1143
0.1143
0.1177
0.1267
Number of Iterations
20
Solution Tolerance
1.4901e-08
Optimal Dual Value
55.5276
The following are the eigenvalues of the network matrix
1.0e+003 *
0
0
0
0
0.006
0.006
0.0206
0.0206
0.0514
0.0514
0.1434
0.1434
0.2701
0.2701
0.4319
0.4319
0.4743
0.4743
0.7663
0.7663
1.0891
1.0891
1.178
1.178
1.4758
1.4758
2.4473
2.4473
The following is the minimum eigenvalue of the network matrix
-7.4785e-10
The following are the eigenvalues of the dual matrix
0
0
0
0
0
0
0
0
0
0
0
0
0
0
0
0
0
0
0
0
0
0
0
0
0.02
0.02
8.2766
8.2766

## 73MW
These are the values corresponding to the 1 th eigenvector
Values corresponding to binding constraint at bus 6 | Values corresponding to binding constraint at bus 8
These are the real and imaginary components of bus voltages | These are the real and imaginary components of bus voltages
-1.0167 | -1.0171
-1.0002 | -1.0005
-0.9315 | -0.9318
-0.9718 | -0.9721
-0.9787 | -0.979
-1.0383 | -1.0386
-1.0214 | -1.0218
-1.04 | -1.0404
-1.0245 | -1.0248
-1.0191 | -1.0194
-1.0242 | -1.0245
-1.0236 | -1.0239
-1.0182 | -1.0185
-1.0024 | -1.0027
0 | 0
0.0402 | 0.0402
0.1631 | 0.1632
0.1396 | 0.1397
0.1172 | 0.1172
0.2134 | 0.2135
0.1994 | 0.1995
0.2031 | 0.2031
0.2269 | 0.2269
0.2275 | 0.2275
0.2213 | 0.2214
0.2229 | 0.223
0.2237 | 0.2237
0.2378 | 0.2379
These are the bus voltage magnitudes | These are the bus voltage magnitudes
1.0167 | 1.0171
1.001 | 1.0013
0.9457 | 0.946
0.9817 | 0.9821
0.9857 | 0.986
1.06 | 1.0603
1.0407 | 1.0411
1.0597 | 1.06
1.0493 | 1.0497
1.0441 | 1.0445
1.0478 | 1.0481
1.0476 | 1.0479
1.0424 | 1.0428
1.0302 | 1.0306
Real Power Injection | Real Power Injection
1.2511 0.9576 -0.8712 -0.4546 -0.0610 -0.1003 -0.0011 -0.0000 -0.2638 -0.0801 -0.0312 -0.0543 -0.1202 -0.1326 | 1.2519 0.9582 -0.8718 -0.4549 -0.0610 -0.1004 -0.0011 -0.0000 -0.2640 -0.0802 -0.0312 -0.0543 -0.1202 -0.1327
Reactive Power Injection | Reactive Power Injection
0.0525 -0.0251 -0.2075 0.0327 -0.0060 0.1464 -0.0029 0.1140 0.0236 -0.0516 -0.0160 -0.0142 -0.0516 -0.0445 | 0.0525 -0.0251 -0.2076 0.0327 -0.0061 0.1465 -0.0029 0.1140 0.0236 -0.0516 -0.0160 -0.0143 -0.0517 -0.0445
Generation Cost | Generation Cost
48.9254 | 48.9548
Generation at Bus 1 | Generation at Bus 1
1.2511 | 1.2519
Generation at Bus 2 | Generation at Bus 2
1.1746 | 1.1752
Real Power LMP | Real Power LMP
20.1077 | 20.1077
20.5873 | 20.5876
316.0883 | 316.0883
111.9765 | 111.9765
85.4895 | 85.4895
94.2578 | 94.2578
107.9227 | 107.9227
107.9227 | 107.9227
105.7992 | 105.7992
104.3221 | 104.3221
99.6761 | 99.6761
96.4949 | 96.4949
97.6969 | 97.6969
104.2879 | 104.2879
Reactive Power LMP | Reactive Power LMP
1.3092 | 1.3092
0 | 0
-17.7354 | -17.7354
5.2819 | 5.2819
6.1799 | 6.1799
4.5411 | 4.5411
2.074 | 2.074
0 | 0
1.9244 | 1.9244
2.6737 | 2.6737
3.7843 | 3.7843
5.3654 | 5.3654
5.2347 | 5.2347
4.0262 | 4.0262
The real power flow from bus 1 to bus 2 on line 1 is the following | The real power flow from bus 1 to bus 2 on line 1 is the following
0.7074 | 0.7079
The real power flow from bus 1 to bus 5 on line 2 is the following | The real power flow from bus 1 to bus 5 on line 2 is the following
0.5442 | 0.5445
The real power flow from bus 2 to bus 1 on line 3 is the following | The real power flow from bus 2 to bus 1 on line 3 is the following
-0.698 | -0.6985
The real power flow from bus 2 to bus 3 on line 4 is the following | The real power flow from bus 2 to bus 3 on line 4 is the following
0.6736 | 0.674
The real power flow from bus 2 to bus 4 on line 5 is the following | The real power flow from bus 2 to bus 4 on line 5 is the following
0.5559 | 0.5563
The real power flow from bus 2 to bus 5 on line 6 is the following | The real power flow from bus 2 to bus 5 on line 6 is the following
0.4358 | 0.4361
The real power flow from bus 3 to bus 2 on line 7 is the following | The real power flow from bus 3 to bus 2 on line 7 is the following
-0.651 | -0.6515
The real power flow from bus 3 to bus 4 on line 8 is the following | The real power flow from bus 3 to bus 4 on line 8 is the following
-0.2111 | -0.2112
The real power flow from bus 4 to bus 2 on line 9 is the following | The real power flow from bus 4 to bus 2 on line 9 is the following
-0.5379 | -0.5382
The real power flow from bus 4 to bus 3 on line 10 is the following | The real power flow from bus 4 to bus 3 on line 10 is the following
0.2154 | 0.2155
The real power flow from bus 4 to bus 5 on line 11 is the following | The real power flow from bus 4 to bus 5 on line 11 is the following
-0.5164 | -0.5168
The real power flow from bus 4 to bus 7 on line 12 is the following | The real power flow from bus 4 to bus 7 on line 12 is the following
0.2448 | 0.2449
The real power flow from bus 4 to bus 9 on line 13 is the following | The real power flow from bus 4 to bus 9 on line 13 is the following
0.1392 | 0.1393
The real power flow from bus 5 to bus 1 on line 14 is the following | The real power flow from bus 5 to bus 1 on line 14 is the following
-0.5286 | -0.529
The real power flow from bus 5 to bus 2 on line 15 is the following | The real power flow from bus 5 to bus 2 on line 15 is the following
-0.4249 | -0.4252
The real power flow from bus 5 to bus 4 on line 16 is the following | The real power flow from bus 5 to bus 4 on line 16 is the following
0.5202 | 0.5205
The real power flow from bus 5 to bus 6 on line 17 is the following | The real power flow from bus 5 to bus 6 on line 17 is the following
0.346 | 0.3462
The real power flow from bus 6 to bus 5 on line 18 is the following | The real power flow from bus 6 to bus 5 on line 18 is the following
-0.346 | -0.3462
The real power flow from bus 6 to bus 11 on line 19 is the following | The real power flow from bus 6 to bus 11 on line 19 is the following
0.0715 | 0.0715
The real power flow from bus 6 to bus 12 on line 20 is the following | The real power flow from bus 6 to bus 12 on line 20 is the following
0.0615 | 0.0616
The real power flow from bus 6 to bus 13 on line 21 is the following | The real power flow from bus 6 to bus 13 on line 21 is the following
0.1493 | 0.1493
The real power flow from bus 7 to bus 4 on line 22 is the following | The real power flow from bus 7 to bus 4 on line 22 is the following
-0.2448 | -0.2449
The real power flow from bus 7 to bus 8 on line 23 is the following | The real power flow from bus 7 to bus 8 on line 23 is the following
3.5853e-05 | 3.5876e-05
The real power flow from bus 7 to bus 9 on line 24 is the following | The real power flow from bus 7 to bus 9 on line 24 is the following
0.2492 | 0.2494
The real power flow from bus 8 to bus 7 on line 25 is the following | The real power flow from bus 8 to bus 7 on line 25 is the following
-3.5853e-05 | -3.5876e-05
The real power flow from bus 9 to bus 4 on line 26 is the following | The real power flow from bus 9 to bus 4 on line 26 is the following
-0.1392 | -0.1393
The real power flow from bus 9 to bus 7 on line 27 is the following | The real power flow from bus 9 to bus 7 on line 27 is the following
-0.2492 | -0.2494
The real power flow from bus 9 to bus 10 on line 28 is the following | The real power flow from bus 9 to bus 10 on line 28 is the following
0.0405 | 0.0405
The real power flow from bus 9 to bus 14 on line 29 is the following | The real power flow from bus 9 to bus 14 on line 29 is the following
0.0779 | 0.078
The real power flow from bus 10 to bus 9 on line 30 is the following | The real power flow from bus 10 to bus 9 on line 30 is the following
-0.0404 | -0.0404
The real power flow from bus 10 to bus 11 on line 31 is the following | The real power flow from bus 10 to bus 11 on line 31 is the following
-0.0397 | -0.0398
The real power flow from bus 11 to bus 6 on line 32 is the following | The real power flow from bus 11 to bus 6 on line 32 is the following
-0.071 | -0.071
The real power flow from bus 11 to bus 10 on line 33 is the following | The real power flow from bus 11 to bus 10 on line 33 is the following
0.0399 | 0.0399
The real power flow from bus 12 to bus 6 on line 34 is the following | The real power flow from bus 12 to bus 6 on line 34 is the following
-0.0611 | -0.0611
The real power flow from bus 12 to bus 13 on line 35 is the following | The real power flow from bus 12 to bus 13 on line 35 is the following
0.0178 | 0.0179
The real power flow from bus 13 to bus 6 on line 36 is the following | The real power flow from bus 13 to bus 6 on line 36 is the following
-0.1477 | -0.1478
The real power flow from bus 13 to bus 12 on line 37 is the following | The real power flow from bus 13 to bus 12 on line 37 is the following
-0.0178 | -0.0178
The real power flow from bus 13 to bus 14 on line 38 is the following | The real power flow from bus 13 to bus 14 on line 38 is the following
0.0562 | 0.0562
The real power flow from bus 14 to bus 9 on line 39 is the following | The real power flow from bus 14 to bus 9 on line 39 is the following
-0.0771 | -0.0771
The real power flow from bus 14 to bus 13 on line 40 is the following | The real power flow from bus 14 to bus 13 on line 40 is the following
-0.0557 | -0.0557
These are the values corresponding to the 2 th eigenvector
Values corresponding to binding constraint at bus 6 | Values corresponding to binding constraint at bus 8
These are the real and imaginary components of bus voltages | These are the real and imaginary components of bus voltages
-1.0167 | -1.0171
-1.0002 | -1.0005
-0.9315 | -0.9318
-0.9718 | -0.9721
-0.9787 | -0.979
-1.0383 | -1.0386
-1.0214 | -1.0218
-1.04 | -1.0404
-1.0245 | -1.0248
-1.0191 | -1.0194
-1.0242 | -1.0245
-1.0236 | -1.0239
-1.0182 | -1.0185
-1.0024 | -1.0027
0 | 0
0.0402 | 0.0402
0.1631 | 0.1632
0.1396 | 0.1397
0.1172 | 0.1172
0.2134 | 0.2135
0.1994 | 0.1995
0.2031 | 0.2031
0.2269 | 0.2269
0.2275 | 0.2275
0.2213 | 0.2214
0.2229 | 0.223
0.2237 | 0.2237
0.2378 | 0.2379
These are the bus voltage magnitudes | These are the bus voltage magnitudes
1.0167 | 1.0171
1.001 | 1.0013
0.9457 | 0.946
0.9817 | 0.9821
0.9857 | 0.986
1.06 | 1.0603
1.0407 | 1.0411
1.0597 | 1.06
1.0493 | 1.0497
1.0441 | 1.0445
1.0478 | 1.0481
1.0476 | 1.0479
1.0424 | 1.0428
1.0302 | 1.0306
Real Power Injection | Real Power Injection
1.2511 0.9576 -0.8712 -0.4546 -0.0610 -0.1003 -0.0011 -0.0000 -0.2638 -0.0801 -0.0312 -0.0543 -0.1202 -0.1326 | 1.2519 0.9582 -0.8718 -0.4549 -0.0611 -0.1004 -0.0011 -0.0000 -0.2640 -0.0802 -0.0312 -0.0543 -0.1202 -0.1327
Reactive Power Injection | Reactive Power Injection
0.0525 -0.0251 -0.2075 0.0327 -0.0061 0.1464 -0.0029 0.1140 0.0236 -0.0516 -0.0160 -0.0142 -0.0516 -0.0445 | 0.0525 -0.0251 -0.2076 0.0327 -0.0061 0.1465 -0.0029 0.1140 0.0236 -0.0516 -0.0160 -0.0143 -0.0517 -0.0445
Generation Cost | Generation Cost
48.9255 | 48.9549
Generation at Bus 1 | Generation at Bus 1
1.2511 | 1.2519
Generation at Bus 2 | Generation at Bus 2
1.1746 | 1.1752
Real Power LMP | Real Power LMP
20.1077 | 20.1077
20.5873 | 20.5876
316.0883 | 316.0883
111.9765 | 111.9765
85.4895 | 85.4895
94.2578 | 94.2578
107.9227 | 107.9227
107.9227 | 107.9227
105.7992 | 105.7992
104.3221 | 104.3221
99.6761 | 99.6761
96.4949 | 96.4949
97.6969 | 97.6969
104.2879 | 104.2879
Reactive Power LMP | Reactive Power LMP
1.3092 | 1.3092
0 | 0
-17.7354 | -17.7354
5.2819 | 5.2819
6.1799 | 6.1799
4.5411 | 4.5411
2.074 | 2.074
0 | 0
1.9244 | 1.9244
2.6737 | 2.6737
3.7843 | 3.7843
5.3654 | 5.3654
5.2347 | 5.2347
4.0262 | 4.0262
The real power flow from bus 1 to bus 2 on line 1 is the following | The real power flow from bus 1 to bus 2 on line 1 is the following
0.7074 | 0.7079
The real power flow from bus 1 to bus 5 on line 2 is the following | The real power flow from bus 1 to bus 5 on line 2 is the following
0.5442 | 0.5445
The real power flow from bus 2 to bus 1 on line 3 is the following | The real power flow from bus 2 to bus 1 on line 3 is the following
-0.698 | -0.6985
The real power flow from bus 2 to bus 3 on line 4 is the following | The real power flow from bus 2 to bus 3 on line 4 is the following
0.6736 | 0.674
The real power flow from bus 2 to bus 4 on line 5 is the following | The real power flow from bus 2 to bus 4 on line 5 is the following
0.5559 | 0.5563
The real power flow from bus 2 to bus 5 on line 6 is the following | The real power flow from bus 2 to bus 5 on line 6 is the following
0.4358 | 0.4361
The real power flow from bus 3 to bus 2 on line 7 is the following | The real power flow from bus 3 to bus 2 on line 7 is the following
-0.651 | -0.6515
The real power flow from bus 3 to bus 4 on line 8 is the following | The real power flow from bus 3 to bus 4 on line 8 is the following
-0.2111 | -0.2112
The real power flow from bus 4 to bus 2 on line 9 is the following | The real power flow from bus 4 to bus 2 on line 9 is the following
-0.5379 | -0.5382
The real power flow from bus 4 to bus 3 on line 10 is the following | The real power flow from bus 4 to bus 3 on line 10 is the following
0.2154 | 0.2155
The real power flow from bus 4 to bus 5 on line 11 is the following | The real power flow from bus 4 to bus 5 on line 11 is the following
-0.5164 | -0.5168
The real power flow from bus 4 to bus 7 on line 12 is the following | The real power flow from bus 4 to bus 7 on line 12 is the following
0.2448 | 0.2449
The real power flow from bus 4 to bus 9 on line 13 is the following | The real power flow from bus 4 to bus 9 on line 13 is the following
0.1392 | 0.1393
The real power flow from bus 5 to bus 1 on line 14 is the following | The real power flow from bus 5 to bus 1 on line 14 is the following
-0.5286 | -0.529
The real power flow from bus 5 to bus 2 on line 15 is the following | The real power flow from bus 5 to bus 2 on line 15 is the following
-0.4249 | -0.4252
The real power flow from bus 5 to bus 4 on line 16 is the following | The real power flow from bus 5 to bus 4 on line 16 is the following
0.5202 | 0.5205
The real power flow from bus 5 to bus 6 on line 17 is the following | The real power flow from bus 5 to bus 6 on line 17 is the following
0.346 | 0.3462
The real power flow from bus 6 to bus 5 on line 18 is the following | The real power flow from bus 6 to bus 5 on line 18 is the following
-0.346 | -0.3462
The real power flow from bus 6 to bus 11 on line 19 is the following | The real power flow from bus 6 to bus 11 on line 19 is the following
0.0715 | 0.0715
The real power flow from bus 6 to bus 12 on line 20 is the following | The real power flow from bus 6 to bus 12 on line 20 is the following
0.0615 | 0.0616
The real power flow from bus 6 to bus 13 on line 21 is the following | The real power flow from bus 6 to bus 13 on line 21 is the following
0.1493 | 0.1493
The real power flow from bus 7 to bus 4 on line 22 is the following | The real power flow from bus 7 to bus 4 on line 22 is the following
-0.2448 | -0.2449
The real power flow from bus 7 to bus 8 on line 23 is the following | The real power flow from bus 7 to bus 8 on line 23 is the following
3.5853e-05 | 3.5876e-05
The real power flow from bus 7 to bus 9 on line 24 is the following | The real power flow from bus 7 to bus 9 on line 24 is the following
0.2492 | 0.2494
The real power flow from bus 8 to bus 7 on line 25 is the following | The real power flow from bus 8 to bus 7 on line 25 is the following
-3.5853e-05 | -3.5876e-05
The real power flow from bus 9 to bus 4 on line 26 is the following | The real power flow from bus 9 to bus 4 on line 26 is the following
-0.1392 | -0.1393
The real power flow from bus 9 to bus 7 on line 27 is the following | The real power flow from bus 9 to bus 7 on line 27 is the following
-0.2492 | -0.2494
The real power flow from bus 9 to bus 10 on line 28 is the following | The real power flow from bus 9 to bus 10 on line 28 is the following
0.0405 | 0.0405
The real power flow from bus 9 to bus 14 on line 29 is the following | The real power flow from bus 9 to bus 14 on line 29 is the following
0.0779 | 0.078
The real power flow from bus 10 to bus 9 on line 30 is the following | The real power flow from bus 10 to bus 9 on line 30 is the following
-0.0404 | -0.0404
The real power flow from bus 10 to bus 11 on line 31 is the following | The real power flow from bus 10 to bus 11 on line 31 is the following
-0.0397 | -0.0398
The real power flow from bus 11 to bus 6 on line 32 is the following | The real power flow from bus 11 to bus 6 on line 32 is the following
-0.071 | -0.071
The real power flow from bus 11 to bus 10 on line 33 is the following | The real power flow from bus 11 to bus 10 on line 33 is the following
0.0399 | 0.0399
The real power flow from bus 12 to bus 6 on line 34 is the following | The real power flow from bus 12 to bus 6 on line 34 is the following
-0.0611 | -0.0611
The real power flow from bus 12 to bus 13 on line 35 is the following | The real power flow from bus 12 to bus 13 on line 35 is the following
0.0178 | 0.0179
The real power flow from bus 13 to bus 6 on line 36 is the following | The real power flow from bus 13 to bus 6 on line 36 is the following
-0.1477 | -0.1478
The real power flow from bus 13 to bus 12 on line 37 is the following | The real power flow from bus 13 to bus 12 on line 37 is the following
-0.0178 | -0.0178
The real power flow from bus 13 to bus 14 on line 38 is the following | The real power flow from bus 13 to bus 14 on line 38 is the following
0.0562 | 0.0562
The real power flow from bus 14 to bus 9 on line 39 is the following | The real power flow from bus 14 to bus 9 on line 39 is the following
-0.0771 | -0.0771
The real power flow from bus 14 to bus 13 on line 40 is the following | The real power flow from bus 14 to bus 13 on line 40 is the following
-0.0557 | -0.0557

## 73MW other
Status: Solved
Optimal value (cvx_optval): +54.4876
Lagrange Multiplier of line real power flow limit constraints
16.5134
0
0
493.9498
0
0
0
0
0
0
0
0
0
0
0
0
0
0
0
0
0
0
0
0
0
0
0
0
0
0
0
0
0
0
0
0
0
0
0
0
Lagrange Multiplier of lower real power limit constraints
0
0
112.7043
144.4936
152.5242
149.4086
144.967
141.4463
145.5587
146.4963
147.5778
148.572
148.1572
145.7148
Lagrange Multiplier of upper real power limit constraints
0
0
428.7926
256.4701
238.0137
243.6664
252.8897
249.369
251.3579
250.8184
247.2538
245.0669
245.8541
250.0028
Lagrange Multiplier of lower reactive power limit constraints
0
0
17.7354
181.2759
180.8455
0
182.9734
0
183.0275
182.5494
182.0437
181.2086
181.3272
181.9095
Lagrange Multiplier of upper reactive power limit constraints
1.3092
0
0
186.5579
187.0253
4.5411
185.0474
0
184.9519
185.2231
185.828
186.574
186.5619
185.9356
Lagrange Multiplier of upper voltage limit constraints
0
0
0
0
0
10.2728
0
5.7849
0
0
0
0
0
0
Lagrange Multiplier of lower voltage limit constraints
1.0e-006 *
0.0753
0.0823
0.1275
0.0977
0.0952
0.0601
0.0665
0.0601
0.0636
0.0654
0.0642
0.0643
0.0661
0.0709
Number of Iterations
20
Solution Tolerance
1.2026e-08
Optimal Dual Value
54.4876
The following are the eigenvalues of the network matrix
1.0e+003 *
0
0
0
0
0.0053
0.0053
0.0188
0.0188
0.0465
0.0465
0.1379
0.1379
0.2611
0.2611
0.4199
0.4199
0.4582
0.4582
0.7414
0.7414
1.0525
1.0525
1.1379
1.1379
1.4239
1.4239
2.3543
2.3543
The following is the minimum eigenvalue of the network matrix
-2.981e-10
The following are the eigenvalues of the dual matrix
0
0
0
0
0
0
0
0
0
0
0
0
0
0
0
0
0
0
0
0
0
0
0
0
0.012
0.012
8.2776
8.2776

## 74MW
These are the values corresponding to the 1 th eigenvector
Values corresponding to binding constraint at bus 1 | Values corresponding to binding constraint at bus 6 | Values corresponding to binding constraint at bus 8 | Values corresponding to binding constraint at bus 9
These are the real and imaginary components of bus voltages | These are the real and imaginary components of bus voltages | These are the real and imaginary components of bus voltages | These are the real and imaginary components of bus voltages
-1.06 | -1.0681 | -1.0531 | -1.0682
-1.0545 | -1.0625 | -1.0476 | -1.0626
-0.9958 | -1.0034 | -0.9893 | -1.0035
-1.0135 | -1.0212 | -1.007 | -1.0214
-1.0181 | -1.0258 | -1.0115 | -1.0259
-1.0349 | -1.0428 | -1.0282 | -1.0429
-1.0457 | -1.0536 | -1.0389 | -1.0537
-1.0522 | -1.0601 | -1.0453 | -1.0603
-1.0315 | -1.0393 | -1.0248 | -1.0395
-1.0244 | -1.0322 | -1.0178 | -1.0323
-1.0253 | -1.0331 | -1.0186 | -1.0332
-1.0213 | -1.0291 | -1.0147 | -1.0292
-1.0166 | -1.0244 | -1.01 | -1.0245
-1.0062 | -1.0139 | -0.9997 | -1.014
0 | 0 | 0 | 0
0.0389 | 0.0392 | 0.0386 | 0.0392
0.1544 | 0.1556 | 0.1534 | 0.1556
0.125 | 0.1259 | 0.1242 | 0.1259
0.1041 | 0.1048 | 0.1034 | 0.1049
0.1887 | 0.1902 | 0.1875 | 0.1902
0.1759 | 0.1772 | 0.1747 | 0.1772
0.1769 | 0.1783 | 0.1758 | 0.1783
0.206 | 0.2076 | 0.2047 | 0.2076
0.2062 | 0.2078 | 0.2049 | 0.2078
0.1986 | 0.2001 | 0.1973 | 0.2001
0.1986 | 0.2001 | 0.1973 | 0.2001
0.1999 | 0.2014 | 0.1986 | 0.2015
0.216 | 0.2176 | 0.2146 | 0.2177
These are the bus voltage magnitudes | These are the bus voltage magnitudes | These are the bus voltage magnitudes | These are the bus voltage magnitudes
1.06 | 1.0681 | 1.0531 | 1.0682
1.0552 | 1.0632 | 1.0483 | 1.0633
1.0077 | 1.0154 | 1.0012 | 1.0155
1.0212 | 1.029 | 1.0146 | 1.0291
1.0234 | 1.0312 | 1.0167 | 1.0313
1.052 | 1.06 | 1.0452 | 1.0601
1.0604 | 1.0684 | 1.0535 | 1.0685
1.0669 | 1.075 | 1.06 | 1.0752
1.0519 | 1.0599 | 1.0451 | 1.06
1.045 | 1.0529 | 1.0382 | 1.053
1.0443 | 1.0523 | 1.0376 | 1.0524
1.0404 | 1.0483 | 1.0337 | 1.0485
1.0361 | 1.044 | 1.0294 | 1.0441
1.0291 | 1.037 | 1.0225 | 1.0371
Real Power Injection | Real Power Injection | Real Power Injection | Real Power Injection
1.1708 0.9618 -0.8384 -0.4459 -0.0688 -0.1027 0.0767 0.0001 -0.3208 -0.0789 -0.0307 -0.0535 -0.1184 -0.1306 | 1.1887 0.9765 -0.8512 -0.4527 -0.0699 -0.1043 0.0779 0.0001 -0.3257 -0.0801 -0.0312 -0.0543 -0.1202 -0.1326 | 1.1557 0.9493 -0.8276 -0.4401 -0.0679 -0.1014 0.0757 0.0001 -0.3166 -0.0779 -0.0303 -0.0528 -0.1168 -0.1289 | 1.1890 0.9767 -0.8514 -0.4528 -0.0699 -0.1043 0.0779 0.0001 -0.3257 -0.0801 -0.0312 -0.0543 -0.1202 -0.1326
Reactive Power Injection | Reactive Power Injection | Reactive Power Injection | Reactive Power Injection
-0.0872 0.2984 -0.0856 0.0062 0.0167 -0.0933 0.1313 0.0398 -0.1784 -0.0508 -0.0158 -0.0140 -0.0508 -0.0438 | -0.0886 0.3029 -0.0869 0.0063 0.0170 -0.0947 0.1333 0.0404 -0.1811 -0.0516 -0.0160 -0.0143 -0.0516 -0.0445 | -0.0861 0.2945 -0.0845 0.0061 0.0165 -0.0921 0.1296 0.0393 -0.1761 -0.0501 -0.0156 -0.0139 -0.0502 -0.0432 | -0.0886 0.3030 -0.0869 0.0063 0.0170 -0.0948 0.1333 0.0404 -0.1812 -0.0516 -0.0160 -0.0143 -0.0516 -0.0445
Generation Cost | Generation Cost | Generation Cost | Generation Cost
47.3986 | 48.0595 | 46.8375 | 48.07
Generation at Bus 1 | Generation at Bus 1 | Generation at Bus 1 | Generation at Bus 1
1.1708 | 1.1887 | 1.1557 | 1.189
Generation at Bus 2 | Generation at Bus 2 | Generation at Bus 2 | Generation at Bus 2
1.1788 | 1.1935 | 1.1663 | 1.1937
Real Power LMP | Real Power LMP | Real Power LMP | Real Power LMP
20.1008 | 20.1023 | 20.0995 | 20.1023
20.5894 | 20.5967 | 20.5832 | 20.5968
25.9179 | 25.9179 | 25.9179 | 25.9179
22.8738 | 22.8738 | 22.8738 | 22.8738
22.246 | 22.246 | 22.246 | 22.246
22.3398 | 22.3398 | 22.3398 | 22.3398
22.8387 | 22.8387 | 22.8387 | 22.8387
22.8387 | 22.8387 | 22.8387 | 22.8387
22.8152 | 22.8152 | 22.8152 | 22.8152
22.8472 | 22.8472 | 22.8472 | 22.8472
22.6649 | 22.6649 | 22.6649 | 22.6649
22.6747 | 22.6747 | 22.6747 | 22.6747
22.7973 | 22.7973 | 22.7973 | 22.7973
23.2243 | 23.2243 | 23.2243 | 23.2243
Reactive Power LMP | Reactive Power LMP | Reactive Power LMP | Reactive Power LMP
0 | 0 | 0 | 0
0 | 0 | 0 | 0
0 | 0 | 0 | 0
0.1556 | 0.1556 | 0.1556 | 0.1556
0.2039 | 0.2039 | 0.2039 | 0.2039
0 | 0 | 0 | 0
0.0107 | 0.0107 | 0.0107 | 0.0107
0 | 0 | 0 | 0
-0.0562 | -0.0562 | -0.0562 | -0.0562
0.0238 | 0.0238 | 0.0238 | 0.0238
0.0614 | 0.0614 | 0.0614 | 0.0614
0.1966 | 0.1966 | 0.1966 | 0.1966
0.2301 | 0.2301 | 0.2301 | 0.2301
0.211 | 0.211 | 0.211 | 0.211
The real power flow from bus 1 to bus 2 on line 1 is the following | The real power flow from bus 1 to bus 2 on line 1 is the following | The real power flow from bus 1 to bus 2 on line 1 is the following | The real power flow from bus 1 to bus 2 on line 1 is the following
0.6586 | 0.6686 | 0.6501 | 0.6688
The real power flow from bus 1 to bus 5 on line 2 is the following | The real power flow from bus 1 to bus 5 on line 2 is the following | The real power flow from bus 1 to bus 5 on line 2 is the following | The real power flow from bus 1 to bus 5 on line 2 is the following
0.5127 | 0.5205 | 0.5061 | 0.5207
The real power flow from bus 2 to bus 1 on line 3 is the following | The real power flow from bus 2 to bus 1 on line 3 is the following | The real power flow from bus 2 to bus 1 on line 3 is the following | The real power flow from bus 2 to bus 1 on line 3 is the following
-0.6509 | -0.6608 | -0.6424 | -0.661
The real power flow from bus 2 to bus 3 on line 4 is the following | The real power flow from bus 2 to bus 3 on line 4 is the following | The real power flow from bus 2 to bus 3 on line 4 is the following | The real power flow from bus 2 to bus 3 on line 4 is the following
0.6586 | 0.6686 | 0.6501 | 0.6688
The real power flow from bus 2 to bus 4 on line 5 is the following | The real power flow from bus 2 to bus 4 on line 5 is the following | The real power flow from bus 2 to bus 4 on line 5 is the following | The real power flow from bus 2 to bus 4 on line 5 is the following
0.5396 | 0.5478 | 0.5326 | 0.5479
The real power flow from bus 2 to bus 5 on line 6 is the following | The real power flow from bus 2 to bus 5 on line 6 is the following | The real power flow from bus 2 to bus 5 on line 6 is the following | The real power flow from bus 2 to bus 5 on line 6 is the following
0.4252 | 0.4317 | 0.4197 | 0.4318
The real power flow from bus 3 to bus 2 on line 7 is the following | The real power flow from bus 3 to bus 2 on line 7 is the following | The real power flow from bus 3 to bus 2 on line 7 is the following | The real power flow from bus 3 to bus 2 on line 7 is the following
-0.6395 | -0.6493 | -0.6313 | -0.6494
The real power flow from bus 3 to bus 4 on line 8 is the following | The real power flow from bus 3 to bus 4 on line 8 is the following | The real power flow from bus 3 to bus 4 on line 8 is the following | The real power flow from bus 3 to bus 4 on line 8 is the following
-0.1887 | -0.1915 | -0.1862 | -0.1916
The real power flow from bus 4 to bus 2 on line 9 is the following | The real power flow from bus 4 to bus 2 on line 9 is the following | The real power flow from bus 4 to bus 2 on line 9 is the following | The real power flow from bus 4 to bus 2 on line 9 is the following
-0.5243 | -0.5323 | -0.5175 | -0.5324
The real power flow from bus 4 to bus 3 on line 10 is the following | The real power flow from bus 4 to bus 3 on line 10 is the following | The real power flow from bus 4 to bus 3 on line 10 is the following | The real power flow from bus 4 to bus 3 on line 10 is the following
0.191 | 0.1939 | 0.1885 | 0.194
The real power flow from bus 4 to bus 5 on line 11 is the following | The real power flow from bus 4 to bus 5 on line 11 is the following | The real power flow from bus 4 to bus 5 on line 11 is the following | The real power flow from bus 4 to bus 5 on line 11 is the following
-0.483 | -0.4904 | -0.4768 | -0.4905
The real power flow from bus 4 to bus 7 on line 12 is the following | The real power flow from bus 4 to bus 7 on line 12 is the following | The real power flow from bus 4 to bus 7 on line 12 is the following | The real power flow from bus 4 to bus 7 on line 12 is the following
0.2275 | 0.2309 | 0.2245 | 0.231
The real power flow from bus 4 to bus 9 on line 13 is the following | The real power flow from bus 4 to bus 9 on line 13 is the following | The real power flow from bus 4 to bus 9 on line 13 is the following | The real power flow from bus 4 to bus 9 on line 13 is the following
0.1437 | 0.1459 | 0.1418 | 0.1459
The real power flow from bus 5 to bus 1 on line 14 is the following | The real power flow from bus 5 to bus 1 on line 14 is the following | The real power flow from bus 5 to bus 1 on line 14 is the following | The real power flow from bus 5 to bus 1 on line 14 is the following
-0.4998 | -0.5074 | -0.4933 | -0.5076
The real power flow from bus 5 to bus 2 on line 15 is the following | The real power flow from bus 5 to bus 2 on line 15 is the following | The real power flow from bus 5 to bus 2 on line 15 is the following | The real power flow from bus 5 to bus 2 on line 15 is the following
-0.4157 | -0.4221 | -0.4104 | -0.4222
The real power flow from bus 5 to bus 4 on line 16 is the following | The real power flow from bus 5 to bus 4 on line 16 is the following | The real power flow from bus 5 to bus 4 on line 16 is the following | The real power flow from bus 5 to bus 4 on line 16 is the following
0.4862 | 0.4936 | 0.4799 | 0.4937
The real power flow from bus 5 to bus 6 on line 17 is the following | The real power flow from bus 5 to bus 6 on line 17 is the following | The real power flow from bus 5 to bus 6 on line 17 is the following | The real power flow from bus 5 to bus 6 on line 17 is the following
0.3352 | 0.3403 | 0.3308 | 0.3403
The real power flow from bus 6 to bus 5 on line 18 is the following | The real power flow from bus 6 to bus 5 on line 18 is the following | The real power flow from bus 6 to bus 5 on line 18 is the following | The real power flow from bus 6 to bus 5 on line 18 is the following
-0.3352 | -0.3403 | -0.3308 | -0.3403
The real power flow from bus 6 to bus 11 on line 19 is the following | The real power flow from bus 6 to bus 11 on line 19 is the following | The real power flow from bus 6 to bus 11 on line 19 is the following | The real power flow from bus 6 to bus 11 on line 19 is the following
0.065 | 0.066 | 0.0642 | 0.066
The real power flow from bus 6 to bus 12 on line 20 is the following | The real power flow from bus 6 to bus 12 on line 20 is the following | The real power flow from bus 6 to bus 12 on line 20 is the following | The real power flow from bus 6 to bus 12 on line 20 is the following
0.0593 | 0.0602 | 0.0585 | 0.0602
The real power flow from bus 6 to bus 13 on line 21 is the following | The real power flow from bus 6 to bus 13 on line 21 is the following | The real power flow from bus 6 to bus 13 on line 21 is the following | The real power flow from bus 6 to bus 13 on line 21 is the following
0.1438 | 0.146 | 0.142 | 0.146
The real power flow from bus 7 to bus 4 on line 22 is the following | The real power flow from bus 7 to bus 4 on line 22 is the following | The real power flow from bus 7 to bus 4 on line 22 is the following | The real power flow from bus 7 to bus 4 on line 22 is the following
-0.2275 | -0.2309 | -0.2245 | -0.231
The real power flow from bus 7 to bus 8 on line 23 is the following | The real power flow from bus 7 to bus 8 on line 23 is the following | The real power flow from bus 7 to bus 8 on line 23 is the following | The real power flow from bus 7 to bus 8 on line 23 is the following
-0.00014639 | -0.00014862 | -0.00014449 | -0.00014866
The real power flow from bus 7 to bus 9 on line 24 is the following | The real power flow from bus 7 to bus 9 on line 24 is the following | The real power flow from bus 7 to bus 9 on line 24 is the following | The real power flow from bus 7 to bus 9 on line 24 is the following
0.3095 | 0.3142 | 0.3055 | 0.3143
The real power flow from bus 8 to bus 7 on line 25 is the following | The real power flow from bus 8 to bus 7 on line 25 is the following | The real power flow from bus 8 to bus 7 on line 25 is the following | The real power flow from bus 8 to bus 7 on line 25 is the following
0.00014639 | 0.00014862 | 0.00014449 | 0.00014866
The real power flow from bus 9 to bus 4 on line 26 is the following | The real power flow from bus 9 to bus 4 on line 26 is the following | The real power flow from bus 9 to bus 4 on line 26 is the following | The real power flow from bus 9 to bus 4 on line 26 is the following
-0.1437 | -0.1459 | -0.1418 | -0.1459
The real power flow from bus 9 to bus 7 on line 27 is the following | The real power flow from bus 9 to bus 7 on line 27 is the following | The real power flow from bus 9 to bus 7 on line 27 is the following | The real power flow from bus 9 to bus 7 on line 27 is the following
-0.3095 | -0.3142 | -0.3055 | -0.3143
The real power flow from bus 9 to bus 10 on line 28 is the following | The real power flow from bus 9 to bus 10 on line 28 is the following | The real power flow from bus 9 to bus 10 on line 28 is the following | The real power flow from bus 9 to bus 10 on line 28 is the following
0.0453 | 0.0459 | 0.0447 | 0.046
The real power flow from bus 9 to bus 14 on line 29 is the following | The real power flow from bus 9 to bus 14 on line 29 is the following | The real power flow from bus 9 to bus 14 on line 29 is the following | The real power flow from bus 9 to bus 14 on line 29 is the following
0.0812 | 0.0824 | 0.0801 | 0.0824
The real power flow from bus 10 to bus 9 on line 30 is the following | The real power flow from bus 10 to bus 9 on line 30 is the following | The real power flow from bus 10 to bus 9 on line 30 is the following | The real power flow from bus 10 to bus 9 on line 30 is the following
-0.0451 | -0.0457 | -0.0445 | -0.0458
The real power flow from bus 10 to bus 11 on line 31 is the following | The real power flow from bus 10 to bus 11 on line 31 is the following | The real power flow from bus 10 to bus 11 on line 31 is the following | The real power flow from bus 10 to bus 11 on line 31 is the following
-0.0339 | -0.0344 | -0.0334 | -0.0344
The real power flow from bus 11 to bus 6 on line 32 is the following | The real power flow from bus 11 to bus 6 on line 32 is the following | The real power flow from bus 11 to bus 6 on line 32 is the following | The real power flow from bus 11 to bus 6 on line 32 is the following
-0.0647 | -0.0656 | -0.0638 | -0.0657
The real power flow from bus 11 to bus 10 on line 33 is the following | The real power flow from bus 11 to bus 10 on line 33 is the following | The real power flow from bus 11 to bus 10 on line 33 is the following | The real power flow from bus 11 to bus 10 on line 33 is the following
0.034 | 0.0345 | 0.0335 | 0.0345
The real power flow from bus 12 to bus 6 on line 34 is the following | The real power flow from bus 12 to bus 6 on line 34 is the following | The real power flow from bus 12 to bus 6 on line 34 is the following | The real power flow from bus 12 to bus 6 on line 34 is the following
-0.0588 | -0.0597 | -0.0581 | -0.0598
The real power flow from bus 12 to bus 13 on line 35 is the following | The real power flow from bus 12 to bus 13 on line 35 is the following | The real power flow from bus 12 to bus 13 on line 35 is the following | The real power flow from bus 12 to bus 13 on line 35 is the following
0.0163 | 0.0166 | 0.0161 | 0.0166
The real power flow from bus 13 to bus 6 on line 36 is the following | The real power flow from bus 13 to bus 6 on line 36 is the following | The real power flow from bus 13 to bus 6 on line 36 is the following | The real power flow from bus 13 to bus 6 on line 36 is the following
-0.1424 | -0.1446 | -0.1406 | -0.1446
The real power flow from bus 13 to bus 12 on line 37 is the following | The real power flow from bus 13 to bus 12 on line 37 is the following | The real power flow from bus 13 to bus 12 on line 37 is the following | The real power flow from bus 13 to bus 12 on line 37 is the following
-0.0162 | -0.0165 | -0.016 | -0.0165
The real power flow from bus 13 to bus 14 on line 38 is the following | The real power flow from bus 13 to bus 14 on line 38 is the following | The real power flow from bus 13 to bus 14 on line 38 is the following | The real power flow from bus 13 to bus 14 on line 38 is the following
0.0511 | 0.0518 | 0.0504 | 0.0519
The real power flow from bus 14 to bus 9 on line 39 is the following | The real power flow from bus 14 to bus 9 on line 39 is the following | The real power flow from bus 14 to bus 9 on line 39 is the following | The real power flow from bus 14 to bus 9 on line 39 is the following
-0.0801 | -0.0813 | -0.0791 | -0.0813
The real power flow from bus 14 to bus 13 on line 40 is the following | The real power flow from bus 14 to bus 13 on line 40 is the following | The real power flow from bus 14 to bus 13 on line 40 is the following | The real power flow from bus 14 to bus 13 on line 40 is the following
-0.0507 | -0.0514 | -0.05 | -0.0514
These are the values corresponding to the 2 th eigenvector
Values corresponding to binding constraint at bus 1 | Values corresponding to binding constraint at bus 6 | Values corresponding to binding constraint at bus 8 | Values corresponding to binding constraint at bus 9
These are the real and imaginary components of bus voltages | These are the real and imaginary components of bus voltages | These are the real and imaginary components of bus voltages | These are the real and imaginary components of bus voltages
-1.06 | -1.0681 | -1.0531 | -1.0682
-1.0545 | -1.0625 | -1.0476 | -1.0626
-0.9958 | -1.0034 | -0.9893 | -1.0035
-1.0135 | -1.0212 | -1.007 | -1.0214
-1.0181 | -1.0258 | -1.0115 | -1.0259
-1.0349 | -1.0428 | -1.0282 | -1.0429
-1.0457 | -1.0536 | -1.0389 | -1.0537
-1.0522 | -1.0601 | -1.0453 | -1.0603
-1.0315 | -1.0393 | -1.0248 | -1.0395
-1.0244 | -1.0322 | -1.0178 | -1.0323
-1.0253 | -1.0331 | -1.0186 | -1.0332
-1.0213 | -1.0291 | -1.0147 | -1.0292
-1.0166 | -1.0244 | -1.01 | -1.0245
-1.0062 | -1.0139 | -0.9997 | -1.014
0 | 0 | 0 | 0
0.0389 | 0.0392 | 0.0386 | 0.0392
0.1544 | 0.1556 | 0.1534 | 0.1556
0.125 | 0.1259 | 0.1242 | 0.1259
0.1041 | 0.1048 | 0.1034 | 0.1049
0.1887 | 0.1902 | 0.1875 | 0.1902
0.1759 | 0.1772 | 0.1747 | 0.1772
0.1769 | 0.1783 | 0.1758 | 0.1783
0.206 | 0.2076 | 0.2047 | 0.2076
0.2062 | 0.2078 | 0.2049 | 0.2078
0.1986 | 0.2001 | 0.1973 | 0.2001
0.1986 | 0.2001 | 0.1973 | 0.2001
0.1999 | 0.2014 | 0.1986 | 0.2015
0.216 | 0.2176 | 0.2146 | 0.2177
These are the bus voltage magnitudes | These are the bus voltage magnitudes | These are the bus voltage magnitudes | These are the bus voltage magnitudes
1.06 | 1.0681 | 1.0531 | 1.0682
1.0552 | 1.0632 | 1.0483 | 1.0633
1.0077 | 1.0154 | 1.0012 | 1.0155
1.0212 | 1.029 | 1.0146 | 1.0291
1.0234 | 1.0312 | 1.0167 | 1.0313
1.052 | 1.06 | 1.0452 | 1.0601
1.0604 | 1.0684 | 1.0535 | 1.0685
1.0669 | 1.075 | 1.06 | 1.0752
1.0519 | 1.0599 | 1.0451 | 1.06
1.045 | 1.0529 | 1.0382 | 1.053
1.0443 | 1.0523 | 1.0376 | 1.0524
1.0404 | 1.0483 | 1.0337 | 1.0485
1.0361 | 1.044 | 1.0294 | 1.0441
1.0291 | 1.037 | 1.0225 | 1.0371
Real Power Injection | Real Power Injection | Real Power Injection | Real Power Injection
1.1708 0.9618 -0.8384 -0.4459 -0.0688 -0.1027 0.0767 0.0001 -0.3208 -0.0789 -0.0307 -0.0535 -0.1184 -0.1306 | 1.1887 0.9765 -0.8512 -0.4527 -0.0699 -0.1043 0.0779 0.0001 -0.3257 -0.0801 -0.0312 -0.0543 -0.1202 -0.1326 | 1.1557 0.9493 -0.8276 -0.4401 -0.0679 -0.1014 0.0757 0.0001 -0.3166 -0.0779 -0.0303 -0.0528 -0.1168 -0.1289 | 1.1890 0.9767 -0.8514 -0.4528 -0.0699 -0.1043 0.0779 0.0001 -0.3257 -0.0801 -0.0312 -0.0543 -0.1202 -0.1326
Reactive Power Injection | Reactive Power Injection | Reactive Power Injection | Reactive Power Injection
-0.0872 0.2984 -0.0856 0.0062 0.0167 -0.0933 0.1313 0.0398 -0.1784 -0.0508 -0.0158 -0.0140 -0.0508 -0.0438 | -0.0886 0.3029 -0.0869 0.0063 0.0170 -0.0947 0.1333 0.0404 -0.1811 -0.0516 -0.0160 -0.0143 -0.0516 -0.0445 | -0.0861 0.2945 -0.0845 0.0061 0.0165 -0.0921 0.1296 0.0393 -0.1761 -0.0501 -0.0156 -0.0139 -0.0502 -0.0432 | -0.0886 0.3030 -0.0869 0.0063 0.0170 -0.0948 0.1333 0.0404 -0.1812 -0.0516 -0.0160 -0.0143 -0.0516 -0.0445
Generation Cost | Generation Cost | Generation Cost | Generation Cost
47.3986 | 48.0595 | 46.8375 | 48.07
Generation at Bus 1 | Generation at Bus 1 | Generation at Bus 1 | Generation at Bus 1
1.1708 | 1.1887 | 1.1557 | 1.189
Generation at Bus 2 | Generation at Bus 2 | Generation at Bus 2 | Generation at Bus 2
1.1788 | 1.1935 | 1.1663 | 1.1937
Real Power LMP | Real Power LMP | Real Power LMP | Real Power LMP
20.1008 | 20.1023 | 20.0995 | 20.1023
20.5894 | 20.5967 | 20.5832 | 20.5968
25.9179 | 25.9179 | 25.9179 | 25.9179
22.8738 | 22.8738 | 22.8738 | 22.8738
22.246 | 22.246 | 22.246 | 22.246
22.3398 | 22.3398 | 22.3398 | 22.3398
22.8387 | 22.8387 | 22.8387 | 22.8387
22.8387 | 22.8387 | 22.8387 | 22.8387
22.8152 | 22.8152 | 22.8152 | 22.8152
22.8472 | 22.8472 | 22.8472 | 22.8472
22.6649 | 22.6649 | 22.6649 | 22.6649
22.6747 | 22.6747 | 22.6747 | 22.6747
22.7973 | 22.7973 | 22.7973 | 22.7973
23.2243 | 23.2243 | 23.2243 | 23.2243
Reactive Power LMP | Reactive Power LMP | Reactive Power LMP | Reactive Power LMP
0 | 0 | 0 | 0
0 | 0 | 0 | 0
0 | 0 | 0 | 0
0.1556 | 0.1556 | 0.1556 | 0.1556
0.2039 | 0.2039 | 0.2039 | 0.2039
0 | 0 | 0 | 0
0.0107 | 0.0107 | 0.0107 | 0.0107
0 | 0 | 0 | 0
-0.0562 | -0.0562 | -0.0562 | -0.0562
0.0238 | 0.0238 | 0.0238 | 0.0238
0.0614 | 0.0614 | 0.0614 | 0.0614
0.1966 | 0.1966 | 0.1966 | 0.1966
0.2301 | 0.2301 | 0.2301 | 0.2301
0.211 | 0.211 | 0.211 | 0.211
The real power flow from bus 1 to bus 2 on line 1 is the following | The real power flow from bus 1 to bus 2 on line 1 is the following | The real power flow from bus 1 to bus 2 on line 1 is the following | The real power flow from bus 1 to bus 2 on line 1 is the following
0.6586 | 0.6686 | 0.6501 | 0.6688
The real power flow from bus 1 to bus 5 on line 2 is the following | The real power flow from bus 1 to bus 5 on line 2 is the following | The real power flow from bus 1 to bus 5 on line 2 is the following | The real power flow from bus 1 to bus 5 on line 2 is the following
0.5127 | 0.5205 | 0.5061 | 0.5207
The real power flow from bus 2 to bus 1 on line 3 is the following | The real power flow from bus 2 to bus 1 on line 3 is the following | The real power flow from bus 2 to bus 1 on line 3 is the following | The real power flow from bus 2 to bus 1 on line 3 is the following
-0.6509 | -0.6608 | -0.6424 | -0.661
The real power flow from bus 2 to bus 3 on line 4 is the following | The real power flow from bus 2 to bus 3 on line 4 is the following | The real power flow from bus 2 to bus 3 on line 4 is the following | The real power flow from bus 2 to bus 3 on line 4 is the following
0.6586 | 0.6686 | 0.6501 | 0.6688
The real power flow from bus 2 to bus 4 on line 5 is the following | The real power flow from bus 2 to bus 4 on line 5 is the following | The real power flow from bus 2 to bus 4 on line 5 is the following | The real power flow from bus 2 to bus 4 on line 5 is the following
0.5396 | 0.5478 | 0.5326 | 0.5479
The real power flow from bus 2 to bus 5 on line 6 is the following | The real power flow from bus 2 to bus 5 on line 6 is the following | The real power flow from bus 2 to bus 5 on line 6 is the following | The real power flow from bus 2 to bus 5 on line 6 is the following
0.4252 | 0.4317 | 0.4197 | 0.4318
The real power flow from bus 3 to bus 2 on line 7 is the following | The real power flow from bus 3 to bus 2 on line 7 is the following | The real power flow from bus 3 to bus 2 on line 7 is the following | The real power flow from bus 3 to bus 2 on line 7 is the following
-0.6395 | -0.6493 | -0.6313 | -0.6494
The real power flow from bus 3 to bus 4 on line 8 is the following | The real power flow from bus 3 to bus 4 on line 8 is the following | The real power flow from bus 3 to bus 4 on line 8 is the following | The real power flow from bus 3 to bus 4 on line 8 is the following
-0.1887 | -0.1915 | -0.1862 | -0.1916
The real power flow from bus 4 to bus 2 on line 9 is the following | The real power flow from bus 4 to bus 2 on line 9 is the following | The real power flow from bus 4 to bus 2 on line 9 is the following | The real power flow from bus 4 to bus 2 on line 9 is the following
-0.5243 | -0.5323 | -0.5175 | -0.5324
The real power flow from bus 4 to bus 3 on line 10 is the following | The real power flow from bus 4 to bus 3 on line 10 is the following | The real power flow from bus 4 to bus 3 on line 10 is the following | The real power flow from bus 4 to bus 3 on line 10 is the following
0.191 | 0.1939 | 0.1885 | 0.194
The real power flow from bus 4 to bus 5 on line 11 is the following | The real power flow from bus 4 to bus 5 on line 11 is the following | The real power flow from bus 4 to bus 5 on line 11 is the following | The real power flow from bus 4 to bus 5 on line 11 is the following
-0.483 | -0.4904 | -0.4768 | -0.4905
The real power flow from bus 4 to bus 7 on line 12 is the following | The real power flow from bus 4 to bus 7 on line 12 is the following | The real power flow from bus 4 to bus 7 on line 12 is the following | The real power flow from bus 4 to bus 7 on line 12 is the following
0.2275 | 0.2309 | 0.2245 | 0.231
The real power flow from bus 4 to bus 9 on line 13 is the following | The real power flow from bus 4 to bus 9 on line 13 is the following | The real power flow from bus 4 to bus 9 on line 13 is the following | The real power flow from bus 4 to bus 9 on line 13 is the following
0.1437 | 0.1459 | 0.1418 | 0.1459
The real power flow from bus 5 to bus 1 on line 14 is the following | The real power flow from bus 5 to bus 1 on line 14 is the following | The real power flow from bus 5 to bus 1 on line 14 is the following | The real power flow from bus 5 to bus 1 on line 14 is the following
-0.4998 | -0.5074 | -0.4933 | -0.5076
The real power flow from bus 5 to bus 2 on line 15 is the following | The real power flow from bus 5 to bus 2 on line 15 is the following | The real power flow from bus 5 to bus 2 on line 15 is the following | The real power flow from bus 5 to bus 2 on line 15 is the following
-0.4157 | -0.4221 | -0.4104 | -0.4222
The real power flow from bus 5 to bus 4 on line 16 is the following | The real power flow from bus 5 to bus 4 on line 16 is the following | The real power flow from bus 5 to bus 4 on line 16 is the following | The real power flow from bus 5 to bus 4 on line 16 is the following
0.4862 | 0.4936 | 0.4799 | 0.4937
The real power flow from bus 5 to bus 6 on line 17 is the following | The real power flow from bus 5 to bus 6 on line 17 is the following | The real power flow from bus 5 to bus 6 on line 17 is the following | The real power flow from bus 5 to bus 6 on line 17 is the following
0.3352 | 0.3403 | 0.3308 | 0.3403
The real power flow from bus 6 to bus 5 on line 18 is the following | The real power flow from bus 6 to bus 5 on line 18 is the following | The real power flow from bus 6 to bus 5 on line 18 is the following | The real power flow from bus 6 to bus 5 on line 18 is the following
-0.3352 | -0.3403 | -0.3308 | -0.3403
The real power flow from bus 6 to bus 11 on line 19 is the following | The real power flow from bus 6 to bus 11 on line 19 is the following | The real power flow from bus 6 to bus 11 on line 19 is the following | The real power flow from bus 6 to bus 11 on line 19 is the following
0.065 | 0.066 | 0.0642 | 0.066
The real power flow from bus 6 to bus 12 on line 20 is the following | The real power flow from bus 6 to bus 12 on line 20 is the following | The real power flow from bus 6 to bus 12 on line 20 is the following | The real power flow from bus 6 to bus 12 on line 20 is the following
0.0593 | 0.0602 | 0.0585 | 0.0602
The real power flow from bus 6 to bus 13 on line 21 is the following | The real power flow from bus 6 to bus 13 on line 21 is the following | The real power flow from bus 6 to bus 13 on line 21 is the following | The real power flow from bus 6 to bus 13 on line 21 is the following
0.1438 | 0.146 | 0.142 | 0.146
The real power flow from bus 7 to bus 4 on line 22 is the following | The real power flow from bus 7 to bus 4 on line 22 is the following | The real power flow from bus 7 to bus 4 on line 22 is the following | The real power flow from bus 7 to bus 4 on line 22 is the following
-0.2275 | -0.2309 | -0.2245 | -0.231
The real power flow from bus 7 to bus 8 on line 23 is the following | The real power flow from bus 7 to bus 8 on line 23 is the following | The real power flow from bus 7 to bus 8 on line 23 is the following | The real power flow from bus 7 to bus 8 on line 23 is the following
-0.00014639 | -0.00014862 | -0.00014449 | -0.00014866
The real power flow from bus 7 to bus 9 on line 24 is the following | The real power flow from bus 7 to bus 9 on line 24 is the following | The real power flow from bus 7 to bus 9 on line 24 is the following | The real power flow from bus 7 to bus 9 on line 24 is the following
0.3095 | 0.3142 | 0.3055 | 0.3143
The real power flow from bus 8 to bus 7 on line 25 is the following | The real power flow from bus 8 to bus 7 on line 25 is the following | The real power flow from bus 8 to bus 7 on line 25 is the following | The real power flow from bus 8 to bus 7 on line 25 is the following
0.00014639 | 0.00014862 | 0.00014449 | 0.00014866
The real power flow from bus 9 to bus 4 on line 26 is the following | The real power flow from bus 9 to bus 4 on line 26 is the following | The real power flow from bus 9 to bus 4 on line 26 is the following | The real power flow from bus 9 to bus 4 on line 26 is the following
-0.1437 | -0.1459 | -0.1418 | -0.1459
The real power flow from bus 9 to bus 7 on line 27 is the following | The real power flow from bus 9 to bus 7 on line 27 is the following | The real power flow from bus 9 to bus 7 on line 27 is the following | The real power flow from bus 9 to bus 7 on line 27 is the following
-0.3095 | -0.3142 | -0.3055 | -0.3143
The real power flow from bus 9 to bus 10 on line 28 is the following | The real power flow from bus 9 to bus 10 on line 28 is the following | The real power flow from bus 9 to bus 10 on line 28 is the following | The real power flow from bus 9 to bus 10 on line 28 is the following
0.0453 | 0.0459 | 0.0447 | 0.046
The real power flow from bus 9 to bus 14 on line 29 is the following | The real power flow from bus 9 to bus 14 on line 29 is the following | The real power flow from bus 9 to bus 14 on line 29 is the following | The real power flow from bus 9 to bus 14 on line 29 is the following
0.0812 | 0.0824 | 0.0801 | 0.0824
The real power flow from bus 10 to bus 9 on line 30 is the following | The real power flow from bus 10 to bus 9 on line 30 is the following | The real power flow from bus 10 to bus 9 on line 30 is the following | The real power flow from bus 10 to bus 9 on line 30 is the following
-0.0451 | -0.0457 | -0.0445 | -0.0458
The real power flow from bus 10 to bus 11 on line 31 is the following | The real power flow from bus 10 to bus 11 on line 31 is the following | The real power flow from bus 10 to bus 11 on line 31 is the following | The real power flow from bus 10 to bus 11 on line 31 is the following
-0.0339 | -0.0344 | -0.0334 | -0.0344
The real power flow from bus 11 to bus 6 on line 32 is the following | The real power flow from bus 11 to bus 6 on line 32 is the following | The real power flow from bus 11 to bus 6 on line 32 is the following | The real power flow from bus 11 to bus 6 on line 32 is the following
-0.0647 | -0.0656 | -0.0638 | -0.0657
The real power flow from bus 11 to bus 10 on line 33 is the following | The real power flow from bus 11 to bus 10 on line 33 is the following | The real power flow from bus 11 to bus 10 on line 33 is the following | The real power flow from bus 11 to bus 10 on line 33 is the following
0.034 | 0.0345 | 0.0335 | 0.0345
The real power flow from bus 12 to bus 6 on line 34 is the following | The real power flow from bus 12 to bus 6 on line 34 is the following | The real power flow from bus 12 to bus 6 on line 34 is the following | The real power flow from bus 12 to bus 6 on line 34 is the following
-0.0588 | -0.0597 | -0.0581 | -0.0598
The real power flow from bus 12 to bus 13 on line 35 is the following | The real power flow from bus 12 to bus 13 on line 35 is the following | The real power flow from bus 12 to bus 13 on line 35 is the following | The real power flow from bus 12 to bus 13 on line 35 is the following
0.0163 | 0.0166 | 0.0161 | 0.0166
The real power flow from bus 13 to bus 6 on line 36 is the following | The real power flow from bus 13 to bus 6 on line 36 is the following | The real power flow from bus 13 to bus 6 on line 36 is the following | The real power flow from bus 13 to bus 6 on line 36 is the following
-0.1424 | -0.1446 | -0.1406 | -0.1446
The real power flow from bus 13 to bus 12 on line 37 is the following | The real power flow from bus 13 to bus 12 on line 37 is the following | The real power flow from bus 13 to bus 12 on line 37 is the following | The real power flow from bus 13 to bus 12 on line 37 is the following
-0.0162 | -0.0165 | -0.016 | -0.0165
The real power flow from bus 13 to bus 14 on line 38 is the following | The real power flow from bus 13 to bus 14 on line 38 is the following | The real power flow from bus 13 to bus 14 on line 38 is the following | The real power flow from bus 13 to bus 14 on line 38 is the following
0.0511 | 0.0518 | 0.0504 | 0.0519
The real power flow from bus 14 to bus 9 on line 39 is the following | The real power flow from bus 14 to bus 9 on line 39 is the following | The real power flow from bus 14 to bus 9 on line 39 is the following | The real power flow from bus 14 to bus 9 on line 39 is the following
-0.0801 | -0.0813 | -0.0791 | -0.0813
The real power flow from bus 14 to bus 13 on line 40 is the following | The real power flow from bus 14 to bus 13 on line 40 is the following | The real power flow from bus 14 to bus 13 on line 40 is the following | The real power flow from bus 14 to bus 13 on line 40 is the following
-0.0507 | -0.0514 | -0.05 | -0.0514

## 74MW other
Status: Solved
Optimal value (cvx_optval): +52.7596
Lagrange Multiplier of line real power flow limit constraints
0.309
0
0
6.3696
0
0
0
0
0
0
0
0
0
0
0
0
0
0
0
0
0
0
0
0
0
0
0
0
0
0
0
0
0
0
0
0
0
0
0
0
Lagrange Multiplier of lower real power limit constraints
0
0
41.5719
43.1114
43.7116
43.3943
42.8166
42.6007
42.9081
43.0802
43.065
43.1159
43.1117
42.5918
Lagrange Multiplier of upper real power limit constraints
0
0
67.4898
65.9852
65.9576
65.7341
65.6553
65.4394
65.7233
65.9274
65.7298
65.7906
65.909
65.8161
Lagrange Multiplier of lower reactive power limit constraints
0
0
0
51.4686
51.448
0
51.5594
0
51.5832
51.5287
51.4914
51.3923
51.4017
51.4084
Lagrange Multiplier of upper reactive power limit constraints
0
0
0
51.6242
51.6519
0
51.5702
0
51.5269
51.5525
51.5528
51.5889
51.6318
51.6193
Lagrange Multiplier of upper voltage limit constraints
1.1765
0
0
0
0
1.3248
0
0.0303
0.125
0
0
0
0
0
Lagrange Multiplier of lower voltage limit constraints
1.0e-008 *
0.5024
0.5229
0.7766
0.6952
0.681
0.5156
0.5736
0.5439
0.5284
0.5498
0.5484
0.56
0.5815
0.6307
Number of Iterations
18
Solution Tolerance
5.0752e-09
Optimal Dual Value
52.7596
The following are the eigenvalues of the network matrix
0
0
0
0
0.0461
0.0461
0.4264
0.4264
27.2654
27.2654
54.8025
54.8025
78.6379
78.6379
95.8933
95.8933
117.3095
117.3095
160.2339
160.2339
219.8976
219.8976
238.7494
238.7494
281.6197
281.6197
397.4733
397.4733
The following is the minimum eigenvalue of the network matrix
-2.6892e-09
The following are the eigenvalues of the dual matrix
0
0
0
0
0
0
0
0
0
0
0
0
0
0
0
0
0
0
0
0
0
0
0
0
0.0087
0.0087
8.589
8.589

## 75MW
These are the values corresponding to the 1 th eigenvector
Values corresponding to binding constraint at bus 1 | Values corresponding to binding constraint at bus 6 | Values corresponding to binding constraint at bus 8 | Values corresponding to binding constraint at bus 9
These are the real and imaginary components of bus voltages | These are the real and imaginary components of bus voltages | These are the real and imaginary components of bus voltages | These are the real and imaginary components of bus voltages
-1.06 | -1.0724 | -1.0462 | -1.0726
-1.0565 | -1.0689 | -1.0427 | -1.069
-1.0171 | -1.029 | -1.0038 | -1.0291
-1.0188 | -1.0307 | -1.0055 | -1.0309
-1.0216 | -1.0336 | -1.0083 | -1.0337
-1.0314 | -1.0434 | -1.0179 | -1.0436
-1.0504 | -1.0627 | -1.0366 | -1.0628
-1.0567 | -1.0691 | -1.0429 | -1.0693
-1.0281 | -1.0401 | -1.0146 | -1.0402
-1.021 | -1.0329 | -1.0076 | -1.0331
-1.0218 | -1.0338 | -1.0085 | -1.0339
-1.0178 | -1.0297 | -1.0045 | -1.0299
-1.0132 | -1.0251 | -0.9999 | -1.0252
-1.0029 | -1.0146 | -0.9898 | -1.0148
0 | 0 | 0 | 0
0.0401 | 0.0406 | 0.0396 | 0.0406
0.1624 | 0.1643 | 0.1603 | 0.1643
0.1263 | 0.1277 | 0.1246 | 0.1278
0.1048 | 0.1061 | 0.1035 | 0.1061
0.1844 | 0.1866 | 0.182 | 0.1866
0.1907 | 0.193 | 0.1882 | 0.193
0.1919 | 0.1942 | 0.1894 | 0.1942
0.2013 | 0.2037 | 0.1987 | 0.2037
0.2016 | 0.2039 | 0.1989 | 0.204
0.1941 | 0.1964 | 0.1916 | 0.1964
0.1943 | 0.1966 | 0.1917 | 0.1966
0.1956 | 0.1979 | 0.193 | 0.1979
0.2115 | 0.214 | 0.2087 | 0.214
These are the bus voltage magnitudes | These are the bus voltage magnitudes | These are the bus voltage magnitudes | These are the bus voltage magnitudes
1.06 | 1.0724 | 1.0462 | 1.0726
1.0572 | 1.0696 | 1.0434 | 1.0698
1.0299 | 1.042 | 1.0165 | 1.0422
1.0266 | 1.0386 | 1.0132 | 1.0388
1.027 | 1.039 | 1.0136 | 1.0392
1.0477 | 1.06 | 1.034 | 1.0601
1.0675 | 1.0801 | 1.0536 | 1.0802
1.074 | 1.0866 | 1.06 | 1.0868
1.0476 | 1.0599 | 1.0339 | 1.06
1.0407 | 1.0529 | 1.0271 | 1.053
1.0401 | 1.0523 | 1.0265 | 1.0524
1.0362 | 1.0483 | 1.0226 | 1.0485
1.0319 | 1.044 | 1.0184 | 1.0441
1.0249 | 1.037 | 1.0115 | 1.0371
Real Power Injection | Real Power Injection | Real Power Injection | Real Power Injection
1.1794 0.9522 -0.8384 -0.3870 -0.0851 -0.0880 -0.1614 -0.0003 -0.1428 -0.0782 -0.0304 -0.0530 -0.1174 -0.1295 | 1.2072 0.9747 -0.8582 -0.3961 -0.0871 -0.0901 -0.1652 -0.0003 -0.1462 -0.0801 -0.0312 -0.0543 -0.1202 -0.1326 | 1.1488 0.9275 -0.8167 -0.3769 -0.0828 -0.0857 -0.1572 -0.0003 -0.1391 -0.0762 -0.0296 -0.0517 -0.1143 -0.1262 | 1.2076 0.9749 -0.8584 -0.3962 -0.0871 -0.0901 -0.1652 -0.0003 -0.1462 -0.0801 -0.0312 -0.0543 -0.1202 -0.1326
Reactive Power Injection | Reactive Power Injection | Reactive Power Injection | Reactive Power Injection
-0.1431 0.2064 0.1151 -0.0201 0.0336 -0.1282 0.2523 0.0396 -0.3100 -0.0504 -0.0156 -0.0139 -0.0504 -0.0435 | -0.1465 0.2113 0.1178 -0.0206 0.0344 -0.1312 0.2583 0.0405 -0.3173 -0.0516 -0.0160 -0.0143 -0.0516 -0.0445 | -0.1394 0.2011 0.1121 -0.0196 0.0327 -0.1248 0.2458 0.0385 -0.3019 -0.0491 -0.0152 -0.0136 -0.0491 -0.0423 | -0.1465 0.2113 0.1178 -0.0206 0.0344 -0.1312 0.2583 0.0405 -0.3174 -0.0516 -0.0160 -0.0143 -0.0516 -0.0445
Generation Cost | Generation Cost | Generation Cost | Generation Cost
47.374 | 48.3957 | 46.25 | 48.4071
Generation at Bus 1 | Generation at Bus 1 | Generation at Bus 1 | Generation at Bus 1
1.1794 | 1.2072 | 1.1488 | 1.2076
Generation at Bus 2 | Generation at Bus 2 | Generation at Bus 2 | Generation at Bus 2
1.1692 | 1.1917 | 1.1445 | 1.1919
Real Power LMP | Real Power LMP | Real Power LMP | Real Power LMP
20.1015 | 20.1039 | 20.0989 | 20.1039
20.5846 | 20.5958 | 20.5722 | 20.596
22.0731 | 22.0731 | 22.0731 | 22.0731
21.6922 | 21.6922 | 21.6922 | 21.6922
21.4125 | 21.4125 | 21.4125 | 21.4125
21.4003 | 21.4003 | 21.4003 | 21.4003
21.7095 | 21.7095 | 21.7095 | 21.7095
21.7095 | 21.7095 | 21.7095 | 21.7095
21.7155 | 21.7155 | 21.7155 | 21.7155
21.77 | 21.77 | 21.77 | 21.77
21.652 | 21.652 | 21.652 | 21.652
21.711 | 21.711 | 21.711 | 21.711
21.8179 | 21.8179 | 21.8179 | 21.8179
22.1578 | 22.1578 | 22.1578 | 22.1578
Reactive Power LMP | Reactive Power LMP | Reactive Power LMP | Reactive Power LMP
0 | 0 | 0 | 0
0 | 0 | 0 | 0
0 | 0 | 0 | 0
0.0869 | 0.0869 | 0.0869 | 0.0869
0.1409 | 0.1409 | 0.1409 | 0.1409
0 | 0 | 0 | 0
0.0054 | 0.0054 | 0.0054 | 0.0054
0 | 0 | 0 | 0
-0.0344 | -0.0344 | -0.0344 | -0.0344
0.0397 | 0.0397 | 0.0397 | 0.0397
0.068 | 0.068 | 0.068 | 0.068
0.1877 | 0.1877 | 0.1877 | 0.1877
0.2233 | 0.2233 | 0.2233 | 0.2233
0.2146 | 0.2146 | 0.2146 | 0.2146
The real power flow from bus 1 to bus 2 on line 1 is the following | The real power flow from bus 1 to bus 2 on line 1 is the following | The real power flow from bus 1 to bus 2 on line 1 is the following | The real power flow from bus 1 to bus 2 on line 1 is the following
0.6676 | 0.6833 | 0.6502 | 0.6835
The real power flow from bus 1 to bus 5 on line 2 is the following | The real power flow from bus 1 to bus 5 on line 2 is the following | The real power flow from bus 1 to bus 5 on line 2 is the following | The real power flow from bus 1 to bus 5 on line 2 is the following
0.5124 | 0.5245 | 0.4991 | 0.5246
The real power flow from bus 2 to bus 1 on line 3 is the following | The real power flow from bus 2 to bus 1 on line 3 is the following | The real power flow from bus 2 to bus 1 on line 3 is the following | The real power flow from bus 2 to bus 1 on line 3 is the following
-0.6595 | -0.675 | -0.6423 | -0.6752
The real power flow from bus 2 to bus 3 on line 4 is the following | The real power flow from bus 2 to bus 3 on line 4 is the following | The real power flow from bus 2 to bus 3 on line 4 is the following | The real power flow from bus 2 to bus 3 on line 4 is the following
0.6671 | 0.6828 | 0.6498 | 0.683
The real power flow from bus 2 to bus 4 on line 5 is the following | The real power flow from bus 2 to bus 4 on line 5 is the following | The real power flow from bus 2 to bus 4 on line 5 is the following | The real power flow from bus 2 to bus 4 on line 5 is the following
0.5347 | 0.5473 | 0.5208 | 0.5475
The real power flow from bus 2 to bus 5 on line 6 is the following | The real power flow from bus 2 to bus 5 on line 6 is the following | The real power flow from bus 2 to bus 5 on line 6 is the following | The real power flow from bus 2 to bus 5 on line 6 is the following
0.4207 | 0.4306 | 0.4098 | 0.4307
The real power flow from bus 3 to bus 2 on line 7 is the following | The real power flow from bus 3 to bus 2 on line 7 is the following | The real power flow from bus 3 to bus 2 on line 7 is the following | The real power flow from bus 3 to bus 2 on line 7 is the following
-0.6484 | -0.6637 | -0.6315 | -0.6638
The real power flow from bus 3 to bus 4 on line 8 is the following | The real power flow from bus 3 to bus 4 on line 8 is the following | The real power flow from bus 3 to bus 4 on line 8 is the following | The real power flow from bus 3 to bus 4 on line 8 is the following
-0.1796 | -0.1838 | -0.1749 | -0.1838
The real power flow from bus 4 to bus 2 on line 9 is the following | The real power flow from bus 4 to bus 2 on line 9 is the following | The real power flow from bus 4 to bus 2 on line 9 is the following | The real power flow from bus 4 to bus 2 on line 9 is the following
-0.5198 | -0.5321 | -0.5063 | -0.5322
The real power flow from bus 4 to bus 3 on line 10 is the following | The real power flow from bus 4 to bus 3 on line 10 is the following | The real power flow from bus 4 to bus 3 on line 10 is the following | The real power flow from bus 4 to bus 3 on line 10 is the following
0.1822 | 0.1865 | 0.1774 | 0.1865
The real power flow from bus 4 to bus 5 on line 11 is the following | The real power flow from bus 4 to bus 5 on line 11 is the following | The real power flow from bus 4 to bus 5 on line 11 is the following | The real power flow from bus 4 to bus 5 on line 11 is the following
-0.48 | -0.4913 | -0.4676 | -0.4915
The real power flow from bus 4 to bus 7 on line 12 is the following | The real power flow from bus 4 to bus 7 on line 12 is the following | The real power flow from bus 4 to bus 7 on line 12 is the following | The real power flow from bus 4 to bus 7 on line 12 is the following
0.295 | 0.302 | 0.2873 | 0.302
The real power flow from bus 4 to bus 9 on line 13 is the following | The real power flow from bus 4 to bus 9 on line 13 is the following | The real power flow from bus 4 to bus 9 on line 13 is the following | The real power flow from bus 4 to bus 9 on line 13 is the following
0.1354 | 0.1386 | 0.1319 | 0.1386
The real power flow from bus 5 to bus 1 on line 14 is the following | The real power flow from bus 5 to bus 1 on line 14 is the following | The real power flow from bus 5 to bus 1 on line 14 is the following | The real power flow from bus 5 to bus 1 on line 14 is the following
-0.4996 | -0.5114 | -0.4866 | -0.5115
The real power flow from bus 5 to bus 2 on line 15 is the following | The real power flow from bus 5 to bus 2 on line 15 is the following | The real power flow from bus 5 to bus 2 on line 15 is the following | The real power flow from bus 5 to bus 2 on line 15 is the following
-0.4115 | -0.4212 | -0.4008 | -0.4213
The real power flow from bus 5 to bus 4 on line 16 is the following | The real power flow from bus 5 to bus 4 on line 16 is the following | The real power flow from bus 5 to bus 4 on line 16 is the following | The real power flow from bus 5 to bus 4 on line 16 is the following
0.4832 | 0.4946 | 0.4707 | 0.4947
The real power flow from bus 5 to bus 6 on line 17 is the following | The real power flow from bus 5 to bus 6 on line 17 is the following | The real power flow from bus 5 to bus 6 on line 17 is the following | The real power flow from bus 5 to bus 6 on line 17 is the following
0.3186 | 0.3261 | 0.3103 | 0.3262
The real power flow from bus 6 to bus 5 on line 18 is the following | The real power flow from bus 6 to bus 5 on line 18 is the following | The real power flow from bus 6 to bus 5 on line 18 is the following | The real power flow from bus 6 to bus 5 on line 18 is the following
-0.3186 | -0.3261 | -0.3103 | -0.3262
The real power flow from bus 6 to bus 11 on line 19 is the following | The real power flow from bus 6 to bus 11 on line 19 is the following | The real power flow from bus 6 to bus 11 on line 19 is the following | The real power flow from bus 6 to bus 11 on line 19 is the following
0.0639 | 0.0654 | 0.0622 | 0.0654
The real power flow from bus 6 to bus 12 on line 20 is the following | The real power flow from bus 6 to bus 12 on line 20 is the following | The real power flow from bus 6 to bus 12 on line 20 is the following | The real power flow from bus 6 to bus 12 on line 20 is the following
0.0587 | 0.0601 | 0.0572 | 0.0601
The real power flow from bus 6 to bus 13 on line 21 is the following | The real power flow from bus 6 to bus 13 on line 21 is the following | The real power flow from bus 6 to bus 13 on line 21 is the following | The real power flow from bus 6 to bus 13 on line 21 is the following
0.1423 | 0.1457 | 0.1386 | 0.1457
The real power flow from bus 7 to bus 4 on line 22 is the following | The real power flow from bus 7 to bus 4 on line 22 is the following | The real power flow from bus 7 to bus 4 on line 22 is the following | The real power flow from bus 7 to bus 4 on line 22 is the following
-0.295 | -0.302 | -0.2873 | -0.302
The real power flow from bus 7 to bus 8 on line 23 is the following | The real power flow from bus 7 to bus 8 on line 23 is the following | The real power flow from bus 7 to bus 8 on line 23 is the following | The real power flow from bus 7 to bus 8 on line 23 is the following
0.00031764 | 0.00032513 | 0.00030939 | 0.00032521
The real power flow from bus 7 to bus 9 on line 24 is the following | The real power flow from bus 7 to bus 9 on line 24 is the following | The real power flow from bus 7 to bus 9 on line 24 is the following | The real power flow from bus 7 to bus 9 on line 24 is the following
0.14 | 0.1433 | 0.1363 | 0.1433
The real power flow from bus 8 to bus 7 on line 25 is the following | The real power flow from bus 8 to bus 7 on line 25 is the following | The real power flow from bus 8 to bus 7 on line 25 is the following | The real power flow from bus 8 to bus 7 on line 25 is the following
-0.00031764 | -0.00032513 | -0.00030939 | -0.00032521
The real power flow from bus 9 to bus 4 on line 26 is the following | The real power flow from bus 9 to bus 4 on line 26 is the following | The real power flow from bus 9 to bus 4 on line 26 is the following | The real power flow from bus 9 to bus 4 on line 26 is the following
-0.1354 | -0.1386 | -0.1319 | -0.1386
The real power flow from bus 9 to bus 7 on line 27 is the following | The real power flow from bus 9 to bus 7 on line 27 is the following | The real power flow from bus 9 to bus 7 on line 27 is the following | The real power flow from bus 9 to bus 7 on line 27 is the following
-0.14 | -0.1433 | -0.1363 | -0.1433
The real power flow from bus 9 to bus 10 on line 28 is the following | The real power flow from bus 9 to bus 10 on line 28 is the following | The real power flow from bus 9 to bus 10 on line 28 is the following | The real power flow from bus 9 to bus 10 on line 28 is the following
0.0455 | 0.0465 | 0.0443 | 0.0466
The real power flow from bus 9 to bus 14 on line 29 is the following | The real power flow from bus 9 to bus 14 on line 29 is the following | The real power flow from bus 9 to bus 14 on line 29 is the following | The real power flow from bus 9 to bus 14 on line 29 is the following
0.0809 | 0.0828 | 0.0788 | 0.0828
The real power flow from bus 10 to bus 9 on line 30 is the following | The real power flow from bus 10 to bus 9 on line 30 is the following | The real power flow from bus 10 to bus 9 on line 30 is the following | The real power flow from bus 10 to bus 9 on line 30 is the following
-0.0453 | -0.0463 | -0.0441 | -0.0464
The real power flow from bus 10 to bus 11 on line 31 is the following | The real power flow from bus 10 to bus 11 on line 31 is the following | The real power flow from bus 10 to bus 11 on line 31 is the following | The real power flow from bus 10 to bus 11 on line 31 is the following
-0.033 | -0.0338 | -0.0321 | -0.0338
The real power flow from bus 11 to bus 6 on line 32 is the following | The real power flow from bus 11 to bus 6 on line 32 is the following | The real power flow from bus 11 to bus 6 on line 32 is the following | The real power flow from bus 11 to bus 6 on line 32 is the following
-0.0635 | -0.065 | -0.0619 | -0.065
The real power flow from bus 11 to bus 10 on line 33 is the following | The real power flow from bus 11 to bus 10 on line 33 is the following | The real power flow from bus 11 to bus 10 on line 33 is the following | The real power flow from bus 11 to bus 10 on line 33 is the following
0.0331 | 0.0339 | 0.0322 | 0.0339
The real power flow from bus 12 to bus 6 on line 34 is the following | The real power flow from bus 12 to bus 6 on line 34 is the following | The real power flow from bus 12 to bus 6 on line 34 is the following | The real power flow from bus 12 to bus 6 on line 34 is the following
-0.0583 | -0.0597 | -0.0568 | -0.0597
The real power flow from bus 12 to bus 13 on line 35 is the following | The real power flow from bus 12 to bus 13 on line 35 is the following | The real power flow from bus 12 to bus 13 on line 35 is the following | The real power flow from bus 12 to bus 13 on line 35 is the following
0.0161 | 0.0165 | 0.0157 | 0.0165
The real power flow from bus 13 to bus 6 on line 36 is the following | The real power flow from bus 13 to bus 6 on line 36 is the following | The real power flow from bus 13 to bus 6 on line 36 is the following | The real power flow from bus 13 to bus 6 on line 36 is the following
-0.1409 | -0.1443 | -0.1373 | -0.1443
The real power flow from bus 13 to bus 12 on line 37 is the following | The real power flow from bus 13 to bus 12 on line 37 is the following | The real power flow from bus 13 to bus 12 on line 37 is the following | The real power flow from bus 13 to bus 12 on line 37 is the following
-0.016 | -0.0164 | -0.0156 | -0.0164
The real power flow from bus 13 to bus 14 on line 38 is the following | The real power flow from bus 13 to bus 14 on line 38 is the following | The real power flow from bus 13 to bus 14 on line 38 is the following | The real power flow from bus 13 to bus 14 on line 38 is the following
0.0503 | 0.0515 | 0.049 | 0.0515
The real power flow from bus 14 to bus 9 on line 39 is the following | The real power flow from bus 14 to bus 9 on line 39 is the following | The real power flow from bus 14 to bus 9 on line 39 is the following | The real power flow from bus 14 to bus 9 on line 39 is the following
-0.0798 | -0.0817 | -0.0777 | -0.0817
The real power flow from bus 14 to bus 13 on line 40 is the following | The real power flow from bus 14 to bus 13 on line 40 is the following | The real power flow from bus 14 to bus 13 on line 40 is the following | The real power flow from bus 14 to bus 13 on line 40 is the following
-0.0499 | -0.051 | -0.0486 | -0.0511
These are the values corresponding to the 2 th eigenvector
Values corresponding to binding constraint at bus 1 | Values corresponding to binding constraint at bus 6 | Values corresponding to binding constraint at bus 8 | Values corresponding to binding constraint at bus 9
These are the real and imaginary components of bus voltages | These are the real and imaginary components of bus voltages | These are the real and imaginary components of bus voltages | These are the real and imaginary components of bus voltages
-1.06 | -1.0724 | -1.0462 | -1.0726
-1.0565 | -1.0689 | -1.0427 | -1.069
-1.0171 | -1.029 | -1.0038 | -1.0291
-1.0188 | -1.0307 | -1.0055 | -1.0309
-1.0216 | -1.0336 | -1.0083 | -1.0337
-1.0314 | -1.0434 | -1.0179 | -1.0436
-1.0504 | -1.0627 | -1.0366 | -1.0628
-1.0567 | -1.0691 | -1.0429 | -1.0693
-1.0281 | -1.0401 | -1.0146 | -1.0402
-1.021 | -1.0329 | -1.0076 | -1.0331
-1.0218 | -1.0338 | -1.0085 | -1.0339
-1.0178 | -1.0297 | -1.0045 | -1.0299
-1.0132 | -1.0251 | -0.9999 | -1.0252
-1.0029 | -1.0146 | -0.9898 | -1.0148
0 | 0 | 0 | 0
0.0401 | 0.0406 | 0.0396 | 0.0406
0.1624 | 0.1643 | 0.1603 | 0.1643
0.1263 | 0.1277 | 0.1246 | 0.1278
0.1048 | 0.1061 | 0.1035 | 0.1061
0.1844 | 0.1866 | 0.182 | 0.1866
0.1907 | 0.193 | 0.1882 | 0.193
0.1919 | 0.1942 | 0.1894 | 0.1942
0.2013 | 0.2037 | 0.1987 | 0.2037
0.2016 | 0.2039 | 0.1989 | 0.204
0.1941 | 0.1964 | 0.1916 | 0.1964
0.1943 | 0.1966 | 0.1917 | 0.1966
0.1956 | 0.1979 | 0.193 | 0.1979
0.2115 | 0.214 | 0.2087 | 0.214
These are the bus voltage magnitudes | These are the bus voltage magnitudes | These are the bus voltage magnitudes | These are the bus voltage magnitudes
1.06 | 1.0724 | 1.0462 | 1.0726
1.0572 | 1.0696 | 1.0434 | 1.0698
1.0299 | 1.042 | 1.0165 | 1.0422
1.0266 | 1.0386 | 1.0132 | 1.0388
1.027 | 1.039 | 1.0136 | 1.0392
1.0477 | 1.06 | 1.034 | 1.0601
1.0675 | 1.0801 | 1.0536 | 1.0802
1.074 | 1.0866 | 1.06 | 1.0868
1.0476 | 1.0599 | 1.0339 | 1.06
1.0407 | 1.0529 | 1.0271 | 1.053
1.0401 | 1.0523 | 1.0265 | 1.0524
1.0362 | 1.0483 | 1.0226 | 1.0485
1.0319 | 1.044 | 1.0184 | 1.0441
1.0249 | 1.037 | 1.0115 | 1.0371
Real Power Injection | Real Power Injection | Real Power Injection | Real Power Injection
1.1794 0.9522 -0.8384 -0.3870 -0.0851 -0.0880 -0.1614 -0.0003 -0.1428 -0.0782 -0.0304 -0.0530 -0.1174 -0.1295 | 1.2072 0.9747 -0.8582 -0.3961 -0.0871 -0.0901 -0.1652 -0.0003 -0.1462 -0.0801 -0.0312 -0.0543 -0.1202 -0.1326 | 1.1488 0.9275 -0.8167 -0.3769 -0.0828 -0.0857 -0.1572 -0.0003 -0.1391 -0.0762 -0.0296 -0.0517 -0.1143 -0.1262 | 1.2076 0.9749 -0.8584 -0.3962 -0.0871 -0.0901 -0.1652 -0.0003 -0.1462 -0.0801 -0.0312 -0.0543 -0.1202 -0.1326
Reactive Power Injection | Reactive Power Injection | Reactive Power Injection | Reactive Power Injection
-0.1431 0.2064 0.1151 -0.0201 0.0336 -0.1282 0.2523 0.0396 -0.3100 -0.0504 -0.0156 -0.0139 -0.0504 -0.0435 | -0.1465 0.2113 0.1178 -0.0206 0.0344 -0.1312 0.2583 0.0405 -0.3173 -0.0516 -0.0160 -0.0143 -0.0516 -0.0445 | -0.1394 0.2011 0.1121 -0.0196 0.0327 -0.1248 0.2458 0.0385 -0.3019 -0.0491 -0.0152 -0.0136 -0.0491 -0.0423 | -0.1465 0.2113 0.1178 -0.0206 0.0344 -0.1312 0.2583 0.0405 -0.3174 -0.0516 -0.0160 -0.0143 -0.0516 -0.0445
Generation Cost | Generation Cost | Generation Cost | Generation Cost
47.374 | 48.3957 | 46.25 | 48.4071
Generation at Bus 1 | Generation at Bus 1 | Generation at Bus 1 | Generation at Bus 1
1.1794 | 1.2072 | 1.1488 | 1.2076
Generation at Bus 2 | Generation at Bus 2 | Generation at Bus 2 | Generation at Bus 2
1.1692 | 1.1917 | 1.1445 | 1.1919
Real Power LMP | Real Power LMP | Real Power LMP | Real Power LMP
20.1015 | 20.1039 | 20.0989 | 20.1039
20.5846 | 20.5958 | 20.5722 | 20.596
22.0731 | 22.0731 | 22.0731 | 22.0731
21.6922 | 21.6922 | 21.6922 | 21.6922
21.4125 | 21.4125 | 21.4125 | 21.4125
21.4003 | 21.4003 | 21.4003 | 21.4003
21.7095 | 21.7095 | 21.7095 | 21.7095
21.7095 | 21.7095 | 21.7095 | 21.7095
21.7155 | 21.7155 | 21.7155 | 21.7155
21.77 | 21.77 | 21.77 | 21.77
21.652 | 21.652 | 21.652 | 21.652
21.711 | 21.711 | 21.711 | 21.711
21.8179 | 21.8179 | 21.8179 | 21.8179
22.1578 | 22.1578 | 22.1578 | 22.1578
Reactive Power LMP | Reactive Power LMP | Reactive Power LMP | Reactive Power LMP
0 | 0 | 0 | 0
0 | 0 | 0 | 0
0 | 0 | 0 | 0
0.0869 | 0.0869 | 0.0869 | 0.0869
0.1409 | 0.1409 | 0.1409 | 0.1409
0 | 0 | 0 | 0
0.0054 | 0.0054 | 0.0054 | 0.0054
0 | 0 | 0 | 0
-0.0344 | -0.0344 | -0.0344 | -0.0344
0.0397 | 0.0397 | 0.0397 | 0.0397
0.068 | 0.068 | 0.068 | 0.068
0.1877 | 0.1877 | 0.1877 | 0.1877
0.2233 | 0.2233 | 0.2233 | 0.2233
0.2146 | 0.2146 | 0.2146 | 0.2146
The real power flow from bus 1 to bus 2 on line 1 is the following | The real power flow from bus 1 to bus 2 on line 1 is the following | The real power flow from bus 1 to bus 2 on line 1 is the following | The real power flow from bus 1 to bus 2 on line 1 is the following
0.6676 | 0.6833 | 0.6502 | 0.6835
The real power flow from bus 1 to bus 5 on line 2 is the following | The real power flow from bus 1 to bus 5 on line 2 is the following | The real power flow from bus 1 to bus 5 on line 2 is the following | The real power flow from bus 1 to bus 5 on line 2 is the following
0.5124 | 0.5245 | 0.4991 | 0.5246
The real power flow from bus 2 to bus 1 on line 3 is the following | The real power flow from bus 2 to bus 1 on line 3 is the following | The real power flow from bus 2 to bus 1 on line 3 is the following | The real power flow from bus 2 to bus 1 on line 3 is the following
-0.6595 | -0.675 | -0.6423 | -0.6752
The real power flow from bus 2 to bus 3 on line 4 is the following | The real power flow from bus 2 to bus 3 on line 4 is the following | The real power flow from bus 2 to bus 3 on line 4 is the following | The real power flow from bus 2 to bus 3 on line 4 is the following
0.6671 | 0.6828 | 0.6498 | 0.683
The real power flow from bus 2 to bus 4 on line 5 is the following | The real power flow from bus 2 to bus 4 on line 5 is the following | The real power flow from bus 2 to bus 4 on line 5 is the following | The real power flow from bus 2 to bus 4 on line 5 is the following
0.5347 | 0.5473 | 0.5208 | 0.5475
The real power flow from bus 2 to bus 5 on line 6 is the following | The real power flow from bus 2 to bus 5 on line 6 is the following | The real power flow from bus 2 to bus 5 on line 6 is the following | The real power flow from bus 2 to bus 5 on line 6 is the following
0.4207 | 0.4306 | 0.4098 | 0.4307
The real power flow from bus 3 to bus 2 on line 7 is the following | The real power flow from bus 3 to bus 2 on line 7 is the following | The real power flow from bus 3 to bus 2 on line 7 is the following | The real power flow from bus 3 to bus 2 on line 7 is the following
-0.6484 | -0.6637 | -0.6315 | -0.6638
The real power flow from bus 3 to bus 4 on line 8 is the following | The real power flow from bus 3 to bus 4 on line 8 is the following | The real power flow from bus 3 to bus 4 on line 8 is the following | The real power flow from bus 3 to bus 4 on line 8 is the following
-0.1796 | -0.1838 | -0.1749 | -0.1838
The real power flow from bus 4 to bus 2 on line 9 is the following | The real power flow from bus 4 to bus 2 on line 9 is the following | The real power flow from bus 4 to bus 2 on line 9 is the following | The real power flow from bus 4 to bus 2 on line 9 is the following
-0.5198 | -0.5321 | -0.5063 | -0.5322
The real power flow from bus 4 to bus 3 on line 10 is the following | The real power flow from bus 4 to bus 3 on line 10 is the following | The real power flow from bus 4 to bus 3 on line 10 is the following | The real power flow from bus 4 to bus 3 on line 10 is the following
0.1822 | 0.1865 | 0.1774 | 0.1865
The real power flow from bus 4 to bus 5 on line 11 is the following | The real power flow from bus 4 to bus 5 on line 11 is the following | The real power flow from bus 4 to bus 5 on line 11 is the following | The real power flow from bus 4 to bus 5 on line 11 is the following
-0.48 | -0.4913 | -0.4676 | -0.4915
The real power flow from bus 4 to bus 7 on line 12 is the following | The real power flow from bus 4 to bus 7 on line 12 is the following | The real power flow from bus 4 to bus 7 on line 12 is the following | The real power flow from bus 4 to bus 7 on line 12 is the following
0.295 | 0.302 | 0.2873 | 0.302
The real power flow from bus 4 to bus 9 on line 13 is the following | The real power flow from bus 4 to bus 9 on line 13 is the following | The real power flow from bus 4 to bus 9 on line 13 is the following | The real power flow from bus 4 to bus 9 on line 13 is the following
0.1354 | 0.1386 | 0.1319 | 0.1386
The real power flow from bus 5 to bus 1 on line 14 is the following | The real power flow from bus 5 to bus 1 on line 14 is the following | The real power flow from bus 5 to bus 1 on line 14 is the following | The real power flow from bus 5 to bus 1 on line 14 is the following
-0.4996 | -0.5114 | -0.4866 | -0.5115
The real power flow from bus 5 to bus 2 on line 15 is the following | The real power flow from bus 5 to bus 2 on line 15 is the following | The real power flow from bus 5 to bus 2 on line 15 is the following | The real power flow from bus 5 to bus 2 on line 15 is the following
-0.4115 | -0.4212 | -0.4008 | -0.4213
The real power flow from bus 5 to bus 4 on line 16 is the following | The real power flow from bus 5 to bus 4 on line 16 is the following | The real power flow from bus 5 to bus 4 on line 16 is the following | The real power flow from bus 5 to bus 4 on line 16 is the following
0.4832 | 0.4946 | 0.4707 | 0.4947
The real power flow from bus 5 to bus 6 on line 17 is the following | The real power flow from bus 5 to bus 6 on line 17 is the following | The real power flow from bus 5 to bus 6 on line 17 is the following | The real power flow from bus 5 to bus 6 on line 17 is the following
0.3186 | 0.3261 | 0.3103 | 0.3262
The real power flow from bus 6 to bus 5 on line 18 is the following | The real power flow from bus 6 to bus 5 on line 18 is the following | The real power flow from bus 6 to bus 5 on line 18 is the following | The real power flow from bus 6 to bus 5 on line 18 is the following
-0.3186 | -0.3261 | -0.3103 | -0.3262
The real power flow from bus 6 to bus 11 on line 19 is the following | The real power flow from bus 6 to bus 11 on line 19 is the following | The real power flow from bus 6 to bus 11 on line 19 is the following | The real power flow from bus 6 to bus 11 on line 19 is the following
0.0639 | 0.0654 | 0.0622 | 0.0654
The real power flow from bus 6 to bus 12 on line 20 is the following | The real power flow from bus 6 to bus 12 on line 20 is the following | The real power flow from bus 6 to bus 12 on line 20 is the following | The real power flow from bus 6 to bus 12 on line 20 is the following
0.0587 | 0.0601 | 0.0572 | 0.0601
The real power flow from bus 6 to bus 13 on line 21 is the following | The real power flow from bus 6 to bus 13 on line 21 is the following | The real power flow from bus 6 to bus 13 on line 21 is the following | The real power flow from bus 6 to bus 13 on line 21 is the following
0.1423 | 0.1457 | 0.1386 | 0.1457
The real power flow from bus 7 to bus 4 on line 22 is the following | The real power flow from bus 7 to bus 4 on line 22 is the following | The real power flow from bus 7 to bus 4 on line 22 is the following | The real power flow from bus 7 to bus 4 on line 22 is the following
-0.295 | -0.302 | -0.2873 | -0.302
The real power flow from bus 7 to bus 8 on line 23 is the following | The real power flow from bus 7 to bus 8 on line 23 is the following | The real power flow from bus 7 to bus 8 on line 23 is the following | The real power flow from bus 7 to bus 8 on line 23 is the following
0.00031764 | 0.00032513 | 0.00030939 | 0.00032521
The real power flow from bus 7 to bus 9 on line 24 is the following | The real power flow from bus 7 to bus 9 on line 24 is the following | The real power flow from bus 7 to bus 9 on line 24 is the following | The real power flow from bus 7 to bus 9 on line 24 is the following
0.14 | 0.1433 | 0.1363 | 0.1433
The real power flow from bus 8 to bus 7 on line 25 is the following | The real power flow from bus 8 to bus 7 on line 25 is the following | The real power flow from bus 8 to bus 7 on line 25 is the following | The real power flow from bus 8 to bus 7 on line 25 is the following
-0.00031764 | -0.00032513 | -0.00030939 | -0.00032521
The real power flow from bus 9 to bus 4 on line 26 is the following | The real power flow from bus 9 to bus 4 on line 26 is the following | The real power flow from bus 9 to bus 4 on line 26 is the following | The real power flow from bus 9 to bus 4 on line 26 is the following
-0.1354 | -0.1386 | -0.1319 | -0.1386
The real power flow from bus 9 to bus 7 on line 27 is the following | The real power flow from bus 9 to bus 7 on line 27 is the following | The real power flow from bus 9 to bus 7 on line 27 is the following | The real power flow from bus 9 to bus 7 on line 27 is the following
-0.14 | -0.1433 | -0.1363 | -0.1433
The real power flow from bus 9 to bus 10 on line 28 is the following | The real power flow from bus 9 to bus 10 on line 28 is the following | The real power flow from bus 9 to bus 10 on line 28 is the following | The real power flow from bus 9 to bus 10 on line 28 is the following
0.0455 | 0.0465 | 0.0443 | 0.0466
The real power flow from bus 9 to bus 14 on line 29 is the following | The real power flow from bus 9 to bus 14 on line 29 is the following | The real power flow from bus 9 to bus 14 on line 29 is the following | The real power flow from bus 9 to bus 14 on line 29 is the following
0.0809 | 0.0828 | 0.0788 | 0.0828
The real power flow from bus 10 to bus 9 on line 30 is the following | The real power flow from bus 10 to bus 9 on line 30 is the following | The real power flow from bus 10 to bus 9 on line 30 is the following | The real power flow from bus 10 to bus 9 on line 30 is the following
-0.0453 | -0.0463 | -0.0441 | -0.0464
The real power flow from bus 10 to bus 11 on line 31 is the following | The real power flow from bus 10 to bus 11 on line 31 is the following | The real power flow from bus 10 to bus 11 on line 31 is the following | The real power flow from bus 10 to bus 11 on line 31 is the following
-0.033 | -0.0338 | -0.0321 | -0.0338
The real power flow from bus 11 to bus 6 on line 32 is the following | The real power flow from bus 11 to bus 6 on line 32 is the following | The real power flow from bus 11 to bus 6 on line 32 is the following | The real power flow from bus 11 to bus 6 on line 32 is the following
-0.0635 | -0.065 | -0.0619 | -0.065
The real power flow from bus 11 to bus 10 on line 33 is the following | The real power flow from bus 11 to bus 10 on line 33 is the following | The real power flow from bus 11 to bus 10 on line 33 is the following | The real power flow from bus 11 to bus 10 on line 33 is the following
0.0331 | 0.0339 | 0.0322 | 0.0339
The real power flow from bus 12 to bus 6 on line 34 is the following | The real power flow from bus 12 to bus 6 on line 34 is the following | The real power flow from bus 12 to bus 6 on line 34 is the following | The real power flow from bus 12 to bus 6 on line 34 is the following
-0.0583 | -0.0597 | -0.0568 | -0.0597
The real power flow from bus 12 to bus 13 on line 35 is the following | The real power flow from bus 12 to bus 13 on line 35 is the following | The real power flow from bus 12 to bus 13 on line 35 is the following | The real power flow from bus 12 to bus 13 on line 35 is the following
0.0161 | 0.0165 | 0.0157 | 0.0165
The real power flow from bus 13 to bus 6 on line 36 is the following | The real power flow from bus 13 to bus 6 on line 36 is the following | The real power flow from bus 13 to bus 6 on line 36 is the following | The real power flow from bus 13 to bus 6 on line 36 is the following
-0.1409 | -0.1443 | -0.1373 | -0.1443
The real power flow from bus 13 to bus 12 on line 37 is the following | The real power flow from bus 13 to bus 12 on line 37 is the following | The real power flow from bus 13 to bus 12 on line 37 is the following | The real power flow from bus 13 to bus 12 on line 37 is the following
-0.016 | -0.0164 | -0.0156 | -0.0164
The real power flow from bus 13 to bus 14 on line 38 is the following | The real power flow from bus 13 to bus 14 on line 38 is the following | The real power flow from bus 13 to bus 14 on line 38 is the following | The real power flow from bus 13 to bus 14 on line 38 is the following
0.0503 | 0.0515 | 0.049 | 0.0515
The real power flow from bus 14 to bus 9 on line 39 is the following | The real power flow from bus 14 to bus 9 on line 39 is the following | The real power flow from bus 14 to bus 9 on line 39 is the following | The real power flow from bus 14 to bus 9 on line 39 is the following
-0.0798 | -0.0817 | -0.0777 | -0.0817
The real power flow from bus 14 to bus 13 on line 40 is the following | The real power flow from bus 14 to bus 13 on line 40 is the following | The real power flow from bus 14 to bus 13 on line 40 is the following | The real power flow from bus 14 to bus 13 on line 40 is the following
-0.0499 | -0.051 | -0.0486 | -0.0511

## 75MW other
Status: Solved
Optimal value (cvx_optval): +52.7298
Lagrange Multiplier of line real power flow limit constraints
0.0783
0
0
0
0
0
0
0
0
0
0
0
0
0
0
0
0
0
0
0
0
0
0
0
0
0
0
0
0
0
0
0
0
0
0
0
0
0
0
0
Lagrange Multiplier of lower real power limit constraints
0
0
37.9167
38.7727
39.0067
38.762
38.3152
37.2897
38.382
38.5176
38.3399
38.5197
38.5159
38.0879
Lagrange Multiplier of upper real power limit constraints
0
0
59.9898
60.4649
60.4192
60.1623
60.0247
58.9992
60.0976
60.2876
59.9919
60.2307
60.3338
60.2457
Lagrange Multiplier of lower reactive power limit constraints
0
0
0
46.4897
46.4652
0
46.5451
0
46.5565
46.5073
46.3206
46.2339
46.3945
46.3971
Lagrange Multiplier of upper reactive power limit constraints
0
0
0
46.5766
46.6061
0
46.5504
0
46.5221
46.547
46.3886
46.4216
46.6178
46.6117
Lagrange Multiplier of upper voltage limit constraints
1.3659
0
0
0
0
1.0696
0
0.0152
0.0142
0
0
0
0
0
Lagrange Multiplier of lower voltage limit constraints
1.0e-008 *
0.7895
0.8077
0.9722
0.993
0.9879
0.7947
0.8586
0.8325
0.8061
0.8356
0.835
0.853
0.8782
0.9281
Number of Iterations
17
Solution Tolerance
7.8244e-09
Optimal Dual Value
52.7298
The following are the eigenvalues of the network matrix
0
0
0
0
0.024
0.024
0.2404
0.2404
26.0644
26.0644
52.3668
52.3668
70.9684
70.9684
91.6676
91.6676
108.7486
108.7486
153.3318
153.3318
210.0954
210.0954
228.3441
228.3441
274.4685
274.4685
375.4044
375.4044
The following is the minimum eigenvalue of the network matrix
-1.9207e-09
The following are the eigenvalues of the dual matrix
0
0
0
0
0
0
0
0
0
0
0
0
0
0
0
0
0
0
0
0
0
0
0
0
0.0114
0.0114
8.625
8.625